## Склад
Stand: 03.01.2019 | [7 empty] | 32.25
Group | Type | EAN | Страна происхождения | Watt | Base | Box | Цена в евро | Цена, грн | Изменение с предыдущим прайс-листом | Примечание
CLASSIC A | CLAS A CL 40 | 4008321788528 | FR | 40 | E27 | 100 | 0.34504 | 11.1277 | 0%
| CLAS A CL 60 | 4008321665850 | FR | 60 | E27 | 100 | 0.34504 | 11.1277 | 0%
| CLAS A CL 75 | 4008321585387 | FR | 75 | E27 | 100 | 0.34504 | 11.1277 | 0%
| CLAS A CL 95 | 4058075027831 | RU | 95 | E27 | 100 | 0.34504 | 11.1277 | новинка
| CLAS A FR 40 | 4008321419415 | FR | 40 | E27 | 100 | 0.34504 | 11.1277 | 0%
| CLAS A FR 60 | 4008321419552 | FR | 60 | E27 | 100 | 0.34504 | 11.1277 | 0%
| CLAS A FR 75 | 4008321419682 | FR | 75 | E27 | 100 | 0.34504 | 11.1277 | 0%
| CLAS A FR 95 | 4058075027862 | RU | 95 | E27 | 100 | 0.34504 | 11.1277 | новинка
CLASSIC B | CLAS B CL 25 | 4008321788610 | FR | 25 | E14 | 100 | 0.43409 | 13.9993 | 0%
| CLAS B CL 25 | 4008321788559 | FR | 25 | E27 | 100 | 0.43409 | 13.9993 | 0% | уточнять доступность
| CLAS B CL 40 | 4008321788641 | FR | 40 | E14 | 100 | 0.40849 | 13.1737 | 0%
| CLAS B CL 40 | 4008321788580 | FR | 40 | E27 | 100 | 0.41517 | 13.3891 | 0%
| CLAS B CL 60 | 4008321665942 | FR | 60 | E14 | 100 | 0.40849 | 13.1737 | 0%
| CLAS B CL 60 | 4008321665973 | SK | 60 | E27 | 100 | 0.41517 | 13.3891 | 0%
| CLAS B FR 40 | 4008321410870 | FR | 40 | E14 | 100 | 0.40849 | 13.1737 | 0%
| CLAS B FR 40 | 4008321411365 | SK | 40 | E27 | 100 | 0.41517 | 13.3891 | 0%
| CLAS B FR 60 | 4008321410719 | FR | 60 | E14 | 100 | 0.40849 | 13.1737 | 0%
| CLAS B FR 60 | 4008321411396 | SK | 60 | E27 | 100 | 0.41517 | 13.3891 | 0%
CLASSIC P | CLAS P CL 25 | 4008321788733 | FR | 25 | E27 | 50 | 0.48417 | 15.6146 | 0% | уточнять доступность
| CLAS P CL 40 | 4008321788702 | FR | 40 | E14 | 100 | 0.46525 | 15.0044 | 0%
| CLAS P CL 40 | 4008321788764 | FR | 40 | E27 | 50 | 0.46525 | 15.0044 | 0%
| CLAS P CL 60 | 4008321666222 | FR | 60 | E14 | 100 | 0.46525 | 15.0044 | 0%
| CLAS P CL 60 | 4008321666253 | FR | 60 | E27 | 50 | 0.46525 | 15.0044 | 0%
| CLAS P FR 40 | 4008321411471 | FR | 40 | E14 | 50 | 0.46525 | 15.0044 | 0%
| CLAS P FR 40 | 4008321411716 | FR | 40 | E27 | 50 | 0.46525 | 15.0044 | 0%
| CLAS P FR 60 | 4008321411501 | FR | 60 | E14 | 50 | 0.46525 | 15.0044 | 0%
| CLAS P FR 60 | 4008321411778 | FR | 60 | E27 | 50 | 0.46525 | 15.0044 | 0%
CONCENTRA SP FB | CONC R50 25 (30º) | 4052899180468 | FR | 25 | E14 | 25 | 0.60995 | 19.6708 | 0%
| CONC R50 40 (30º) | 4052899180482 | FR | 40 | E14 | 25 | 0.60995 | 19.6708 | 0%
| CONC R63 60 (30º) | 4052899182264 | FR | 60 | E27 | 25 | 0.68163 | 21.9827 | 0%
| CONC R80 60W E27 | 4052899182332 | FR | 60 | E27 | 25 | 0.99061 | 31.9471 | 0%
| CONC R80 75W E27 | 4052899182356 | FR | 75 | E27 | 25 | 0.99061 | 31.9471 | 0%
DÉCOR | SPC.MIRROR P GOLD 40 | 4050300001111 | SK | 40 | E14 | 35 | 4.0838 | 131.7011 | 0% | уточнять доступность
| SPC.MIRROR P SILV 40 | 4050300002224 | SK | 40 | E14 | 35 | 3.5706 | 115.1533 | 0% | уточнять доступность
SPECIAL | SPC. T26/57 CL 15 | 4050300310282 | SK | 15 | E14 | 100 | 1.1464 | 36.9725 | 0%
| SPC. T26/57 CL 25 | 4050300309637 | SK | 25 | E14 | 100 | 1.1464 | 36.9725 | 0%
| SPC. T26/57 FR 15 | 4050300003085 | SK | 15 | E14 | 100 | 1.1464 | 36.9725 | 0%
| SPC. T26/57 FR 25 | 4050300323596 | SK | 25 | E14 | 100 | 1.1464 | 36.9725 | 0%
| SPC.T OVEN CL 15 | 4050300003108 | SK | 15 | E14 | 100 | 2.0412 | 65.8275 | новинка для духовок и печей
HALOGEN
HALOLUX CLASSIC | 64541 A ECO | 4008321927163 | FR | 18 | E27 | 20 | 1.5026 | 48.4591 | 0% | уточнять доступность
| 64542 A ECO | 4008321211828 | FR | 30 | E27 | 20 | 1.5026 | 48.4591 | 0% | уточнять доступность
| 64543 A ECO | 4008321212078 | SK | 42 | E27 | 20 | 1.5026 | 48.4591 | 0% | уточнять доступность
| 64544 A ECO | 4008321927187 | FR | 52 | E27 | 20 | 1.6696 | 53.8435 | 0% | уточнять доступность
| 64547 A ECO | 4008321927200 | FR | 70 | E27 | 20 | 1.5026 | 48.4591 | 0% | уточнять доступность
| 64548 A ECO | 4008321928153 | SK | 105 | E27 | 20 | 2.1593 | 69.6376 | 0% | уточнять доступность
| 64541 B ECO | 4008321927286 | FR | 18 | E14 | 20 | 1.8365 | 59.2278 | 0% | уточнять доступность
| 64543 B ECO | 4008321927309 | FR | 42 | E14 | 20 | 1.8365 | 59.2278 | 0% | уточнять доступность
| 64542 BW ECO | 4008321927385 | FR | 28 | E14 | 20 | 1.8365 | 59.2278 | 0% | уточнять доступность
| 64541 P ECO | 4008321927446 | FR | 18 | E14 | 20 | 2.0035 | 64.6122 | 0% | уточнять доступность
| 64542 P ECO | 4008321927460 | FR | 28 | E14 | 20 | 2.0035 | 64.6122 | 0% | уточнять доступность
| 64541 P ECO | 4008321927569 | FR | 18 | E27 | 20 | 2.0035 | 64.6122 | 0% | уточнять доступность
| 64542 P ECO | 4008321927583 | FR | 28 | E27 | 20 | 2.0035 | 64.6122 | 0% | уточнять доступность
| 64545 R50 ECO | 4008321212115 | FR | 28 | E14 | 20 | 2.393 | 77.1757 | 0% | уточнять доступность
| 64543 P ECO 42W 230V E27 20X1 | 4008321927606 | FR | 42 | E27 | 20 | 1.8374 | 59.2574 | 0% | уточнять доступность
| 64543 P ECO 42W 230V E14 20X1 | 4008321927484 | FR | 42 | E14 | 20 | 1.8374 | 59.2574 | 0% | уточнять доступность
HALOLUX CERAM | 64492 | 4008321393708 | DE | 60 | B15d | 12 | 4.3086 | 138.9521 | 0% | уточнять доступность
| 64406 | 4008321393722 | DE | 60 | B15d | 12 | 4.5857 | 147.8901 | 0% | уточнять доступность
| 64494 | 4008321393746 | DE | 70 | B15d | 12 | 4.5857 | 147.8901 | 0% | уточнять доступность
| 64496 | 4008321393760 | DE | 100 | B15d | 12 | 4.5857 | 147.8901 | 0% | уточнять доступность
| 64498 | 4008321393784 | DE | 150 | B15d | 12 | 5.0643 | 163.3252 | 0% | уточнять доступность
| 64499 | 4008321393807 | DE | 205 | B15d | 12 | 8.999 | 290.2163 | 0% | уточнять доступность
| 64400 | 4008321393821 | DE | 70 | E27 | 12 | 6.7784 | 218.6045 | 0% | уточнять доступность
| 64401 | 4008321393845 | DE | 100 | E27 | 12 | 6.7784 | 218.6045 | 0% | уточнять доступность
| 64402 | 4008321393869 | DE | 150 | E27 | 12 | 6.7784 | 218.6045 | 0% | уточнять доступность
| 64404 | 4008321393883 | DE | 205 | E27 | 12 | 6.7784 | 218.6045 | 0% | уточнять доступность
HALOLUX T | 64860 T | 4050300500942 | SK | 25 | E14 | 15 | 4.1739 | 134.6087 | 0% | уточнять доступность
| 64861 T | 4050300363707 | SK | 40 | E14 | 15 | 4.1739 | 134.6087 | 0% | уточнять доступность
| 64862 T | 4050300331638 | SK | 60 | E14 | 15 | 5.7266 | 184.6831 | 0% | уточнять доступность
HALOPAR 39 | 64838 FL | 4008321380340 | CN | 75 | E27 | 12 | 5.4929 | 177.145 | 0% | уточнять доступность
HALOLINE ECO | 64695 ECO | 4008321928931 | DE | 120 | R7s | 10 | 2.4487 | 78.9704 | 0%
| 64696 ECO | 4008321977656 | DE | 120 | R7s | 10 | 2.4487 | 78.9704 | 0%
| 64701 ECO | 4008321202673 | DE | 230 | R7s | 20 | 2.4487 | 78.9704 | 0%
| 64702 ECO | 4008321202697 | DE | 400 | R7s | 20 | 2.4487 | 78.9704 | 0%
HALOSTAR STANDARD | 64415 | 4050300010717 | DE | 10 | G4 | 40 | 0.5209 | 16.7992 | 0% | уточнять доступность
| 64425 | 4050300003924 | DE | 20 | G4 | 40 | 0.5209 | 16.7992 | 0% | уточнять доступность
| 64432 | 4050300364629 | CN | 35 | GY6,35 | 40 | 0.56097 | 18.0914 | 0% | уточнять доступность
| 64440 | 4050300324432 | CN | 50 | GY6,35 | 40 | 0.56097 | 18.0914 | 0% | уточнять доступность
HALOSTAR ECO | 64429 ECO | 4050300987262 | DE | 25 | GY6,35 | 40 | 2.7826 | 89.7391 | 0% | уточнять доступность
| 64432 ECO | 4050300615905 | DE | 35 | GY6,35 | 40 | 2.7826 | 89.7391 | 0% | уточнять доступность
| 64440 ECO | 4050300615936 | DE | 50 | GY6,35 | 40 | 2.7826 | 89.7391 | 0% | уточнять доступность
| 64447 ECO | 4050300785400 | DE | 60 | GY6,35 | 40 | 4.3086 | 138.9521 | 0% | уточнять доступность
HALOSTAR STARLITE | 64405 S | 4050300335032 | DE | 5 | G4 | 40 | 0.85148 | 27.4602 | 0% | уточнять доступность
| 64410 S | 4050300335131 | DE | 10 | G4 | 40 | 0.85148 | 27.4602 | 0% | уточнять доступность
| 64415 S | 4050300335087 | DE | 10 | G4 | 40 | 0.85148 | 27.4602 | 0% | уточнять доступность
| 64425 S | 4050300335162 | DE | 20 | G4 | 40 | 0.95833 | 30.9062 | 0% | уточнять доступность
| 64427 S AX | 4058075094239 | DE | 20 | GY6,35 | 40 | 0.95833 | 30.9062 | 0% | уточнять доступность
| 64432 S | 4050300017426 | DE | 35 | GY6,35 | 40 | 0.95833 | 30.9062 | 0% | уточнять доступность
| 64450 S | 4050300490151 | DE | 75 | GY6,35 | 40 | 1.1865 | 38.2648 | 0% | уточнять доступность
| 64458 S | 4050300490182 | DE | 90 | GY6,35 | 40 | 1.8109 | 58.4022 | 0% | уточнять доступность
HALOSTAR 24V | 64435 | 4052899438170 | DE | 20 | G4 | 40 | 1.6551 | 53.3768 | 0% | уточнять доступность
| 64460 | 4050300335667 | DE | 100 | GY6,35 | 40 | 2.4598 | 79.3294 | 0% | уточнять доступность
| 64465 | 4050300335698 | DE | 150 | GY6,35 | 40 | 2.4598 | 79.3294 | 0% | уточнять доступность
HALOSTAR OVEN | 64408 300 ºC | 4050300308029 | DE | 5 | G4 | 40 | 1.7052 | 54.9921 | 0% | уточнять доступность
| 64418 300 ºC | 4050300308081 | DE | 10 | G4 | 40 | 1.7052 | 54.9921 | 0% | уточнять доступность
| 64428 300 ºC | 4050300308050 | DE | 20 | G4 | 40 | 1.9478 | 62.8174 | 0% | уточнять доступность
HALOPIN | 66740 | 4050300791791 | DE | 40 | G9 | 20 | 1.6028 | 51.6897 | 0% | уточнять доступность
| 66740 AM | 4008321525895 | DE | 40 | G9 | 20 | 1.6028 | 51.6897 | 0% | уточнять доступность
| 66660 | 4008321626875 | DE | 60 | G9 | 20 | 1.6028 | 51.6897 | 0% | уточнять доступность
| 66660 AM | 4008321525932 | DE | 60 | G9 | 20 | 1.6028 | 51.6897 | 0% | уточнять доступность
HALOPIN ECO | 66720 ES | 4008321945273 | DE | 20 | G9 | 20 | 1.9745 | 63.6789 | 0% | уточнять доступность
| 66733 ES | 4008321208668 | DE | 33 | G9 | 20 | 1.9745 | 63.6789 | 0% | уточнять доступность
| 66748 ES | 4008321945334 | DE | 48 | G9 | 20 | 2.137 | 68.9197 | 0% | уточнять доступность
| 66760 ES | 4008321945372 | DE | 60 | G9 | 20 | 2.137 | 68.9197 | 0% | уточнять доступность
DECORIN | 60040 FL | 4008321907189 | DE | 40 | G9 | 20 | 2.1704 | 69.9965 | 0% | уточнять доступность
HALOSPOT STANDARD | 41830 SSP Ø 111 мм, 4 º | 4050300011141 | SK | 35 | G 53 | 6 | 6.2275 | 200.8362 | 0% | уточнять доступность
| 41832 SSP Ø 111 мм, 4 º | 4050300335728 | SK | 35 | G53 | 6 | 6.2275 | 200.8362 | 0% | уточнять доступность
| 41832 FL Ø 111 мм, 24 º | 4050300335766 | SK | 35 | G53 | 6 | 6.2275 | 200.8362 | 0% | уточнять доступность
| 41835 SSP Ø 111 мм, 4 º | 4050300011165 | SK | 50 | G53 | 6 | 6.2275 | 200.8362 | 0% | уточнять доступность
| 41835 SP Ø 111 мм, 8 º | 4050300011752 | SK | 50 | G53 | 6 | 6.2275 | 200.8362 | 0% | уточнять доступность
| 41835 FL Ø 111 мм, 24 º | 4050300011769 | SK | 50 | G53 | 6 | 6.2275 | 200.8362 | 0% | уточнять доступность
| 41835 WFL Ø 111 мм, 40 º | 4008321909213 | SK | 50 | G53 | 6 | 6.2275 | 200.8362 | 0% | уточнять доступность
| 41840 SP Ø 111 мм, 6 º | 4050300011776 | SK | 75 | G 53 | 6 | 6.2275 | 200.8362 | 0% | уточнять доступность
| 41840 FL Ø 111 мм, 24 º | 4050300011783 | SK | 75 | G 53 | 6 | 6.2275 | 200.8362 | 0% | уточнять доступность
| 41840 WFL Ø 111 мм, 40 º | 4050300011790 | SK | 75 | G 53 | 6 | 6.2275 | 200.8362 | 0% | уточнять доступность
| 41850 SP Ø 111 мм, 8 º | 4050300358604 | SK | 100 | G 53 | 6 | 7.1769 | 231.4552 | 0% | уточнять доступность
| 41850 FL Ø 111 мм, 24 º | 4050300358628 | SK | 100 | G 53 | 6 | 7.1769 | 231.4552 | 0% | уточнять доступность
| 41850 WFL Ø 111 мм., 40 º | 4050300358642 | SK | 100 | G 53 | 6 | 7.1769 | 231.4552 | 0% | уточнять доступность
| 41900 SP Ø 48 мм, 8 º | 4050300003962 | DE | 20 | GY4 | 10 | 5.3248 | 171.7248 | 0% | уточнять доступность
| 41970 SP Ø 70 мм, 8 º | 4050300010656 | SK | 20 | BA15d | 10 | 7.3249 | 236.2293 | 0% | уточнять доступность
| 41970 FL Ø 70 мм, 24 º | 4050300011110 | SK | 20 | BA15d | 10 | 7.3249 | 236.2293 | 0% | уточнять доступность
| 41990 SP Ø 70 мм, 8 º | 4050300011158 | SK | 50 | BA15d | 10 | 7.3249 | 236.2293 | 0% | уточнять доступность
| 41990 FL Ø 70 мм, 24 º | 4050300004020 | SK | 50 | BA15d | 10 | 7.3249 | 236.2293 | 0% | уточнять доступность
HALOSPOT ECO | 48832 ECO SP Ø 111 мм, 8 º | 4050300656823 | SK | 35 | G53 | 6 | 8.2755 | 266.8842 | 0% | уточнять доступность
| 48832 ECO FL Ø 111 мм. 24 º | 4050300656847 | SK | 35 | G53 | 6 | 8.2755 | 266.8842 | 0% | уточнять доступность
| 48835 ECO SP Ø 111 мм, 8 º | 4050300656861 | SK | 50 | G53 | 6 | 8.2755 | 266.8842 | 0% | уточнять доступность
| 48835 ECO FL Ø 111 мм, 24 º | 4050300656885 | SK | 50 | G53 | 6 | 8.2755 | 266.8842 | 0% | уточнять доступность
| 48837 ECO SP Ø 111 мм, 8 º | 4050300786070 | SK | 65 | G53 | 6 | 10.6496 | 343.4496 | 0% | уточнять доступность
| 48837 ECO FL Ø 111 мм, 24 º | 4050300786094 | SK | 65 | G53 | 6 | 10.6496 | 343.4496 | 0% | уточнять доступность
DECOSTAR STANDARD | 41860 SP, 10 º | 4050300012612 | DE | 20 | GU 5,3 | 20 | 0.98727 | 31.8394 | 0% | уточнять доступность
| 41860 WFL, 38 º | 4050300012629 | DE | 20 | GU 5,3 | 20 | 0.98727 | 31.8394 | 0% | уточнять доступность
| 41865 SP, 10 º | 4050300026527 | DE | 35 | GU 5,3 | 20 | 0.98727 | 31.8394 | 0% | уточнять доступность
| 41865 WFL, 38 º | 4050300026541 | DE | 35 | GU 5,3 | 20 | 0.98727 | 31.8394 | 0% | уточнять доступность
| 41870 SP, 10 º | 4050300012636 | DE | 50 | GU 5,3 | 20 | 0.98727 | 31.8394 | 0% | уточнять доступность
| 41870 FL 24 º | 4050300012551 | DE | 50 | GU 5,3 | 20 | 0.98727 | 31.8394 | 0% | уточнять доступность
| 41870 WFL, 38 º | 4050300012575 | DE | 50 | GU 5,3 | 20 | 0.98727 | 31.8394 | 0% | уточнять доступность
| 44860 SP, 10 º | 4050300272474 | DE | 20 | GU 5,3 | 20 | 0.98727 | 31.8394 | 0% | уточнять доступность
| 44860 WFL, 38 º | 4050300272511 | DE | 20 | GU 5,3 | 20 | 0.93496 | 30.1523 | 0% | уточнять доступность
| 44865 SP, 10 º | 4050300272559 | DE | 35 | GU 5,3 | 20 | 0.98727 | 31.8394 | 0% | уточнять доступность
| 44865 WFL, 38 º | 4050300272634 | DE | 35 | GU 5,3 | 20 | 0.93542 | 30.1674 | 0% | уточнять доступность
| 44870 SP, 10 º | 4050300272672 | DE | 50 | GU 5,3 | 20 | 0.98727 | 31.8394 | 0% | уточнять доступность
| 44870 WFL, 38 º | 4050300272795 | DE | 50 | GU 5,3 | 20 | 0.93496 | 30.1523 | 0% | уточнять доступность
| 44870 VWFL 60 º | 4050300272832 | DE | 50 | GU 5,3 | 20 | 0.98727 | 31.8394 | 0% | уточнять доступность
| 44888 WFL, 38 º | 4050300443935 | DE | 10 | GU4 | 10 | 1.8131 | 58.474 | 0% | уточнять доступность
| 44890 SP, 10 º | 4050300346090 | DE | 20 | GU4 | 10 | 1.8131 | 58.474 | 0% | уточнять доступность
| 44890 WFL, 38 º | 4050300346168 | DE | 20 | GU4 | 10 | 1.8131 | 58.474 | 0% | уточнять доступность
| 44892 SP, 10 º | 4050300346182 | DE | 35 | GU4 | 10 | 1.8131 | 58.474 | 0% | уточнять доступность
| 44892 WFL, 38 º | 4050300346229 | DE | 35 | GU4 | 10 | 1.8131 | 58.474 | 0% | уточнять доступность
DECOSTAR ALU | 41861 WFL, 38 º | 4050300428819 | DE | 20 | GU 5,3 | 20 | 1.4803 | 47.7412 | 0% | уточнять доступность
| 41866 WFL, 38 º | 4050300428833 | DE | 35 | GU 5,3 | 20 | 1.4803 | 47.7412 | 0% | уточнять доступность
| 41871 WFL, 38 º | 4050300428857 | DE | 50 | GU 5,3 | 20 | 1.4803 | 47.7412 | 0% | уточнять доступность
DECOSTAR TITAN | 46860 SP, 10 º | 4050300428635 | DE | 20 | GU 5,3 | 20 | 2.0792 | 67.0531 | 0% | уточнять доступность
| 46860 VWFL, 60 º | 4050300428673 | DE | 20 | GU 5,3 | 20 | 2.0792 | 67.0531 | 0% | уточнять доступность
| 46865 SP, 10 º | 4050300428697 | DE | 35 | GU 5,3 | 20 | 2.0792 | 67.0531 | 0% | уточнять доступность
| 46865 FL, 24 º | 4050300476414 | DE | 35 | GU 5,3 | 20 | 2.0792 | 67.0531 | 0% | уточнять доступность
| 46870 SP, 10 º | 4050300428758 | DE | 50 | GU 5,3 | 20 | 2.0792 | 67.0531 | 0% | уточнять доступность
| 46870 WFL, 38 º | 4050300428772 | DE | 50 | GU 5,3 | 20 | 2.0792 | 67.0531 | 0% | уточнять доступность
| 46870 VWFL, 60 º | 4050300428796 | DE | 50 | GU 5,3 | 20 | 2.0792 | 67.0531 | 0% | уточнять доступность
| 46871 WFL Cool Blue, 38 º | 4050300816661 | DE | 50 | GU 5,3 | 20 | 2.5667 | 82.7754 | 0% | уточнять доступность
| 46890 SP, 10 º | 4050300529301 | DE | 20 | GU 4 | 10 | 2.4776 | 79.9037 | 0% | уточнять доступность
| 46890 WFL, 38 º | 4050300529325 | DE | 20 | GU 4 | 10 | 2.4776 | 79.9037 | 0% | уточнять доступность
| 46892 SP, 10 º | 4050300529349 | DE | 35 | GU 4 | 10 | 2.4776 | 79.9037 | 0% | уточнять доступность
| 46892 WFL, 38 º | 4050300529363 | DE | 35 | GU 4 | 10 | 2.4776 | 79.9037 | 0% | уточнять доступность
DECOSTAR ECO | 48860 ECO SP, 10 º | 4050300620169 | DE | 20 | GU 5,3 | 20 | 2.8917 | 93.2569 | 0% | уточнять доступность
| 48860 ECO FL, 24 º | 4050300620183 | DE | 20 | GU 5,3 | 20 | 2.8917 | 93.2569 | 0% | уточнять доступность
| 48860 ECO WFL, 38 º | 4050300620206 | DE | 20 | GU 5,3 | 20 | 2.8917 | 93.2569 | 0% | уточнять доступность
| 48860 ECO VWFL, 60 º | 4050300620220 | DE | 20 | GU 5,3 | 20 | 2.8917 | 93.2569 | 0% | уточнять доступность
| 48865 ECO SP, 10 º | 4050300516592 | DE | 35 | GU 5,3 | 20 | 2.8917 | 93.2569 | 0% | уточнять доступность
| 48865 ECO FL, 24 º | 4050300516615 | DE | 35 | GU 5,3 | 20 | 2.8917 | 93.2569 | 0% | уточнять доступность
| 48865 ECO WFL, 38 º | 4050300516639 | DE | 35 | GU 5,3 | 20 | 2.8917 | 93.2569 | 0% | уточнять доступность
| 48865 ECO VWFL, 60 º | 4050300516653 | DE | 35 | GU 5,3 | 20 | 2.8917 | 93.2569 | 0% | уточнять доступность
| 48870 ECO SP, 10 º | 4050300516677 | DE | 50 | GU 5,3 | 20 | 2.8917 | 93.2569 | 0% | уточнять доступность
| 48870 ECO FL, 24 º | 4050300516691 | DE | 50 | GU 5,3 | 20 | 2.8917 | 93.2569 | 0% | уточнять доступность
| 48870 ECO WFL, 38 º | 4050300516714 | DE | 50 | GU 5,3 | 20 | 2.8917 | 93.2569 | 0% | уточнять доступность
SIGNAL/ ROAD | SIG 1541 | 4050300405049 | SK | 60 | E27 | 100 | 2 | 64.5 | 0% | уточнять доступность
| SIG 1543 | 4050300222578 | SK | 75 | E27 | 100 | 2 | 64.5 | 0% | уточнять доступность
| SIG 1546 | 4050300222608 | SK | 100 | E27 | 100 | 2.3518 | 75.8461 | 0% | уточнять доступность
CFL
DULUX S | DULUX S 7W/827 | 4050300005997 | IT | 7 | G23 | 10 | 1.8076 | 58.2945 | 0% | уточнять доступность
| DULUX S 7W/840 | 4050300010571 | IT | 7 | G23 | 10 | 1.7575 | 56.6792 | 0%
| DULUX S 9W/827 | 4050300006000 | IT | 9 | G23 | 10 | 1.7575 | 56.6792 | 0% | уточнять доступность
| DULUX S 9W/830 | 4050300025742 | IT | 9 | G24 | 10 | 1.7575 | 56.6792 | 0% | уточнять доступность
| DULUX S 9W/840 | 4050300010588 | IT | 9 | G23 | 10 | 1.7575 | 56.6792 | 0%
| DULUX S 9W/860 | 4050300355320 | IT | 9 | G23 | 10 | 1.8666 | 60.197 | 0% | уточнять доступность
| DULUX S 11W/827 | 4050300006017 | IT | 11 | G23 | 10 | 1.8666 | 60.197 | 0% | уточнять доступность
| DULUX S 11W/830 | 4050300025759 | IT | 11 | G23 | 10 | 1.8666 | 60.197 | 0%
| DULUX S 11W/840 | 4050300010618 | IT | 11 | G23 | 10 | 1.8666 | 60.197 | 0%
| DULUX S 11W/860 | 4050300112374 | IT | 11 | G23 | 10 | 1.8666 | 60.197 | 0% | уточнять доступность
| DULUX S/E 7W/827 | 4050300017648 | IT | 7 | 2G7 | 10 | 1.8666 | 60.197 | 0% | уточнять доступность
| DULUX S/E 7W/830 | 4050300591988 | IT | 7 | 2G7 | 10 | 1.8666 | 60.197 | 0% | уточнять доступность
| DULUX S/E 7W/840 | 4050300020167 | IT | 7 | 2G7 | 10 | 1.8666 | 60.197 | 0%
| DULUX S/E 9W/827 | 4050300017655 | IT | 9 | 2G7 | 10 | 1.8666 | 60.197 | 0% | уточнять доступность
| DULUX S/E 9W/830 | 4050300589398 | IT | 9 | 2G7 | 10 | 1.8666 | 60.197 | 0% | уточнять доступность
| DULUX S/E 9W/840 | 4050300020174 | IT | 9 | 2G7 | 10 | 1.8666 | 60.197 | 0%
| DULUX S/E 11W/827 | 4050300017662 | IT | 11 | 2G7 | 10 | 1.8666 | 60.197 | 0% | уточнять доступность
| DULUX S/E 11W/830 | 4050300589374 | IT | 11 | 2G7 | 10 | 1.8666 | 60.197 | 0% | уточнять доступность
| DULUX S/E 11W/840 | 4050300020181 | IT | 11 | 2G7 | 10 | 1.8666 | 60.197 | 0%
DULUX L | DULUX L 18W/827 | 4050300010748 | IT | 18 | 2G11 | 10 | 3.7343 | 120.4299 | 0% | уточнять доступность
| DULUX L 18W/830 | 4050300010731 | IT | 18 | 2G11 | 10 | 3.7343 | 120.4299 | 0%
| DULUX L 18W/840 | 4050300010724 | IT | 18 | 2G11 | 10 | 3.7343 | 120.4299 | 0%
| DULUX L 24W/827 | 4050300010779 | IT | 24 | 2G11 | 10 | 3.7176 | 119.8915 | 0% | уточнять доступность
| DULUX L 24W/830 | 4050300010762 | IT | 24 | 2G11 | 10 | 3.7176 | 119.8915 | 0%
| DULUX L 24W/840 | 4050300010755 | IT | 24 | 2G11 | 10 | 3.7832 | 122.0093 | 0%
| DULUX L 36W/827 | 4050300010809 | IT | 36 | 2G11 | 10 | 4.0459 | 130.4807 | 0% | уточнять доступность
| DULUX L 36W/830 | 4050300010793 | IT | 36 | 2G11 | 10 | 4.0459 | 130.4807 | 0%
| DULUX L 36W/835 | 4050300295930 | IT | 36 | 2G11 | 10 | 4.0459 | 130.4807 | 0% | уточнять доступность
| DULUX L 36W/840 | 4050300010786 | IT | 36 | 2G11 | 10 | 4.0459 | 130.4807 | 0%
| DULUX L 36W/860 | 4050300328263 | IT | 36 | 2G11 | 10 | 4.0459 | 130.4807 | 0% | уточнять доступность
| DULUX L 40W/827 | 4050300322285 | IT | 40 | 2G11 | 10 | 4.2774 | 137.947 | 0% | уточнять доступность
| DULUX L 40W/830 | 4050300298894 | IT | 40 | 2G11 | 10 | 4.2774 | 137.947 | 0% | уточнять доступность
| DULUX L 40W/835 | 4050300295954 | IT | 40 | 2G11 | 10 | 4.2774 | 137.947 | 0% | уточнять доступность
| DULUX L 40W/840 | 4050300279909 | IT | 40 | 2G11 | 10 | 4.2819 | 138.0906 | 0% | уточнять доступность
| DULUX L 40W/860 | 4050300592008 | IT | 40 | 2G11 | 10 | 4.2819 | 138.0906 | 0% | уточнять доступность
| DULUX L 55W/827 | 4050300315881 | IT | 55 | 2G11 | 10 | 3.9313 | 126.7834 | 0% | уточнять доступность
| DULUX L 55W/830 | 4050300298917 | IT | 55 | 2G11 | 10 | 3.9313 | 126.7834 | 0%
| DULUX L 55W/835 | 4050300295978 | IT | 55 | 2G11 | 10 | 3.9313 | 126.7834 | 0% | уточнять доступность
| DULUX L 55W/840 | 4050300295879 | IT | 55 | 2G11 | 10 | 3.9313 | 126.7834 | 0%
| DULUX L 55W/860 | 4050300553900 | IT | 55 | 2G11 | 10 | 3.9313 | 126.7834 | 0% | уточнять доступность
| DULUX L 80W/830 | 4050300665467 | IT | 80 | 2G11 | 10 | 5.1167 | 165.0123 | 0% | уточнять доступность
| DULUX L 80W/840 | 4050300665481 | IT | 80 | 2G11 | 10 | 5.1167 | 165.0123 | 0% | уточнять доступность
DULUX L DELUX | DULUX L 18W/930 DE LUXE | 4050300018324 | IT | 18 | 2G11 | 10 | 5.4227 | 174.8836 | 0% | уточнять доступность
| DULUX L 18W/940 DE LUXE | 4050300018560 | IT | 18 | 2G11 | 10 | 4.6748 | 150.7617 | 0% | уточнять доступность
| DULUX L 18W/954 DE LUXE | 4050300018423 | IT | 18 | 2G11 | 10 | 4.6748 | 150.7617 | 0% | уточнять доступность
| DULUX L 24W/930 DE LUXE | 4050300018386 | IT | 24 | 2G11 | 10 | 5.0477 | 162.7868 | 0% | уточнять доступность
| DULUX L 24W/954 DE LUXE | 4050300018447 | IT | 24 | 2G11 | 10 | 5.0477 | 162.7868 | 0% | уточнять доступность
| DULUX L 36W/930 DE LUXE | 4050300018393 | IT | 36 | 2G11 | 10 | 4.6748 | 150.7617 | 0% | уточнять доступность
| DULUX L 36W/940 DE LUXE | 4050300018607 | IT | 36 | 2G11 | 10 | 4.6748 | 150.7617 | 0% | уточнять доступность
| DULUX L 36W/954 DE LUXE | 4050300018461 | IT | 36 | 2G11 | 10 | 4.6748 | 150.7617 | 0% | уточнять доступность
| DULUX L 40W/954 DE LUXE | 4050300315799 | IT | 40 | 2G11 | 10 | 4.953 | 159.7357 | 0% | уточнять доступность
| DULUX L 55W/930 DE LUXE | 4050300370705 | IT | 55 | 2G11 | 10 | 6.1919 | 199.6875 | 0% | уточнять доступность
| DULUX L 55W/940 DE LUXE | 4050300197999 | IT | 55 | 2G11 | 10 | 6.1919 | 199.6875 | 0% | уточнять доступность
| DULUX L 55W/954 DE LUXE | 4050300321400 | IT | 55 | 2G11 | 10 | 6.1919 | 199.6875 | 0% | уточнять доступность
DULUX L CONSTANT | DULUX L 40W/840 CONSTANT | 4008321104823 | IT | 40 | 2G11 | 10 | 7.2793 | 234.7576 | 0% | уточнять доступность
| DULUX L 55W/840 CONSTANT | 4008321104847 | IT | 55 | 2G11 | 10 | 7.2793 | 234.7576 | 0% | уточнять доступность
| DULUX L 80W/840 CONSTANT | 4008321104861 | IT | 80 | 2G11 | 10 | 7.2793 | 234.7576 | 0% | уточнять доступность
DULUX D | DULUX D 10W/827 | 4050300008110 | CN | 10 | G24 d-1 | 50 | 3.0052 | 96.9183 | 0% | уточнять доступность
| DULUX D 10W/830 | 4050300025681 | DE | 10 | G24 d-1 | 50 | 3.0052 | 96.9183 | 0% | уточнять доступность
| DULUX D 10W/840 | 4050300010595 | CN | 10 | G24 d-1 | 50 | 3.0052 | 96.9183 | 0% | уточнять доступность
| DULUX D 13W/827 | 4050300008127 | CN | 13 | G24 d-1 | 50 | 3.0052 | 96.9183 | 0% | уточнять доступность
| DULUX D 13W/830 | 4050300025698 | CN | 13 | G24 d-1 | 50 | 3.0052 | 96.9183 | 0% | уточнять доступность
| DULUX D 13W/840 | 4050300010625 | CN | 13 | G24 d-1 | 50 | 3.0052 | 96.9183 | 0%
| DULUX D 18W/827 | 4050300011462 | CN | 18 | G24 d-2 | 50 | 3.1722 | 102.3026 | 0% | уточнять доступность
| DULUX D 18W/830 | 4050300025704 | CN | 18 | G24 d-2 | 50 | 3.1722 | 102.3026 | 0%
| DULUX D 18W/840 | 4050300012056 | CN | 18 | G24 d-2 | 50 | 3.1722 | 102.3026 | 0%
| DULUX D 26W/827 | 4050300011912 | CN | 26 | G24 d-3 | 50 | 3.2557 | 104.9948 | 0% | уточнять доступность
| DULUX D 26W/830 | 4050300025711 | CN | 26 | G24 d-3 | 50 | 3.2557 | 104.9948 | 0%
| DULUX D 26W/840 | 4050300012049 | CN | 26 | G24 d-3 | 50 | 3.2557 | 104.9948 | 0%
| DULUX D/E 10W/827 | 4050300012124 | DE | 10 | G24 q-1 | 10 | 3.1098 | 100.2925 | 0% | уточнять доступность
| DULUX D/E 10W/830 | 4050300419435 | DE | 10 | G24 q-1 | 10 | 3.1098 | 100.2925 | 0% | уточнять доступность
| DULUX D/E 10W/840 | 4050300017587 | DE | 10 | G24 q-1 | 10 | 3.1098 | 100.2925 | 0% | уточнять доступность
| DULUX D/E 13W/827 | 4050300012131 | CN | 13 | G24 q-1 | 10 | 3.1098 | 100.2925 | 0% | уточнять доступность
| DULUX D/E 13W/840 | 4050300017594 | CN | 13 | G24 q-1 | 10 | 3.1098 | 100.2925 | 0% | уточнять доступность
| DULUX D/E 18W/827 | 4050300012148 | DE | 18 | G24 q-2 | 10 | 3.3302 | 107.3998 | 0% | уточнять доступность
| DULUX D/E 18W/830 | 4050300327211 | DE | 18 | G24 q-2 | 10 | 3.3302 | 107.3998 | 0%
| DULUX D/E 18W/840 | 4050300017617 | CN | 18 | G24 q-2 | 10 | 3.3302 | 107.3998 | 0%
| DULUX D/E 26W/827 | 4050300012230 | CN | 26 | G24 q-3 | 10 | 3.3302 | 107.3998 | 0% | уточнять доступность
| DULUX D/E 26W/830 | 4050300327235 | CN | 26 | G24 q-3 | 10 | 3.3302 | 107.3998 | 0%
| DULUX D/E 26W/840 | 4050300020303 | DE | 26 | G24 q-3 | 10 | 3.3302 | 107.3998 | 0%
DULUX T | DULUX T 13W/830 | 4050300446929 | DE | 13 | GX24d-1 | 10 | 5.2313 | 168.7096 | 0% | уточнять доступность
| DULUX T 13W/840 | 4050300446905 | DE | 13 | GX24d-1 | 10 | 5.2313 | 168.7096 | 0% | уточнять доступность
| DULUX T 18W/827 | 4050300333502 | CN | 18 | GX24d-2 | 10 | 5.2313 | 168.7096 | 0% | уточнять доступность
| DULUX T 18W/830 | 4050300333489 | DE | 18 | GX24d-2 | 10 | 5.2313 | 168.7096 | 0% | уточнять доступность
| DULUX T 18W/840 | 4050300333465 | DE | 18 | GX24d-2 | 10 | 5.2313 | 168.7096 | 0% | уточнять доступность
| DULUX T 26W/827 | 4050300342085 | DE | 26 | GX24d-3 | 10 | 5.2313 | 168.7096 | 0% | уточнять доступность
| DULUX T 26W/830 | 4050300342061 | DE | 26 | GX24d-3 | 10 | 5.2339 | 168.7939 | 0% | уточнять доступность
| DULUX T 26W/840 | 4050300342047 | DE | 26 | GX24d-3 | 10 | 5.2313 | 168.7096 | 0% | уточнять доступность
| DULUX T/E 13W/827 | 4050300447001 | DE | 13 | GX24q-1 | 10 | 5.3871 | 173.735 | 0% | уточнять доступность
| DULUX T/E 13W/830 | 4050300446981 | DE | 13 | GX24q-1 | 10 | 5.3871 | 173.735 | 0% | уточнять доступность
| DULUX T/E 13W/840 | 4050300446967 | DE | 13 | GX24q-1 | 10 | 5.3871 | 173.735 | 0% | уточнять доступность
| DULUX T/E 18W/827 | 4050300342269 | DE | 18 | GX24q-2 | 10 | 5.3871 | 173.735 | 0% | уточнять доступность
| DULUX T/E 18W/830 | 4050300342245 | DE | 18 | GX24q-2 | 10 | 5.3871 | 173.735 | 0% | уточнять доступность
| DULUX T/E 18W/840 | 4050300342221 | DE | 18 | GX24q-2 | 10 | 5.3871 | 173.735 | 0% | уточнять доступность
| DULUX T/E 26W/827 | 4050300342320 | DE | 26 | GX24q-3 | 10 | 5.3871 | 173.735 | 0% | уточнять доступность
| DULUX T/E 26W/830 | 4050300342306 | DE | 26 | GX24q-3 | 10 | 5.3871 | 173.735 | 0%
| DULUX T/E 26W/840 | 4050300342283 | DE | 26 | GX24q-3 | 10 | 5.3871 | 173.735 | 0% | уточнять доступность
| DULUX T/E 32W/827 | 4050300348605 | DE | 32 | GX24q-3 | 10 | 6.2475 | 201.4823 | 0% | уточнять доступность
| DULUX T/E 32W/830 | 4050300348582 | DE | 32 | GX24q-3 | 10 | 6.2475 | 201.4823 | 0% | уточнять доступность
| DULUX T/E 32W/840 | 4050300348568 | DE | 32 | GX24q-3 | 10 | 6.2475 | 201.4823 | 0%
| DULUX T/E 42W/827 | 4050300425665 | DE | 42 | GX24q-4 | 10 | 5.8735 | 189.4214 | 0% | уточнять доступность
| DULUX T/E 42W/830 | 4050300425641 | DE | 42 | GX24q-4 | 10 | 5.8735 | 189.4214 | 0%
| DULUX T/E 42W/840 | 4050300425627 | DE | 42 | GX24q-4 | 10 | 5.8735 | 189.4214 | 0%
DULUX F | DULUX F 18W/827 | 4050300333564 | JP | 18 | 2G10 | 10 | 7.7201 | 248.9722 | 0% | уточнять доступность
| DULUX F 18W/830 | 4050300333540 | JP | 18 | 2G10 | 10 | 7.7201 | 248.9722 | 0% | уточнять доступность
| DULUX F 18W/840 | 4050300333526 | JP | 18 | 2G10 | 10 | 7.7201 | 248.9722 | 0% | уточнять доступность
| DULUX F 24W/827 | 4050300333625 | JP | 24 | 2G10 | 10 | 7.7201 | 248.9722 | 0% | уточнять доступность
| DULUX F 24W/830 | 4050300333601 | JP | 24 | 2G10 | 10 | 7.7201 | 248.9722 | 0% | уточнять доступность
| DULUX F 24W/840 | 4050300333588 | JP | 24 | 2G10 | 10 | 7.7201 | 248.9722 | 0% | уточнять доступность
| DULUX F 36W/827 | 4050300312187 | CN | 36 | 2G10 | 10 | 8.458 | 272.7711 | 0% | уточнять доступность
| DULUX F 36W/830 | 4050300299051 | JP | 36 | 2G10 | 10 | 8.458 | 272.7711 | 0% | уточнять доступность
| DULUX F 36W/840 | 4050300299037 | JP | 36 | 2G10 | 10 | 8.458 | 272.7711 | 0% | уточнять доступность
OTHER | CFL SQUARE 16W/827 2-Pin | 4050300816852 | CN | 16 | GR8 | 20 | 3.1733 | 102.3385 | 0% | уточнять доступность
| CFL SQUARE 16W/827 4-Pin | 4050300816890 | CN | 16 | GR10q | 20 | 3.1733 | 102.3385 | 0% | уточнять доступность
| CFL SQUARE 16W/835 2-Pin | 4050300816838 | CN | 16 | GR8 | 20 | 3.1733 | 102.3385 | 0% | уточнять доступность
| CFL SQUARE 16W/835 4-Pin | 4050300816876 | CN | 16 | GR10q | 20 | 3.1733 | 102.3385 | 0% | уточнять доступность
| CFL SQUARE 28W/827 2-Pin | 4050300816913 | CN | 28 | GR8 | 20 | 4.4422 | 143.2595 | 0% | уточнять доступность
| CFL SQUARE 28W/827 4-Pin | 4050300816951 | CN | 28 | GR10q | 20 | 4.4422 | 143.2595 | 0% | уточнять доступность
| CFL SQUARE 28W/835 2-Pin | 4050300816937 | CN | 28 | GR8 | 20 | 4.4422 | 143.2595 | 0% | уточнять доступность
| CFL SQUARE 28W/835 4-Pin | 4050300816982 | CN | 28 | GR10q | 20 | 4.4422 | 143.2595 | 0% | уточнять доступность
| CFL SQUARE 38W/827 4-Pin | 4050300817002 | CN | 38 | GR10q | 20 | 4.795 | 154.6385 | 0% | уточнять доступность
| CFL SQUARE 38W/835 4-Pin | 4050300817026 | CN | 38 | GR10q | 20 | 4.795 | 154.6385 | 0% | уточнять доступность
| CIRCOLUX EL 24W/827 | 4008321987112 | CN | 24 | E27 | 4 | 13.3788 | 431.4657 | 0% | уточнять доступность
FL/STARTERS
T8 LUMILUX | L 18W/827 | 4050300517834 | DE | 18 | G13 | 25 | 1.8777 | 60.556 | 0% | уточнять доступность
| L 18W/830 | 4008321581242 | RU | 18 | G13 | 25 | 0.93159 | 30.0439 | 0%
| L 18W/840 | 4008321581297 | RU | 18 | G13 | 25 | 0.93159 | 30.0439 | 0%
| L 18W/865 | 4008321581273 | RU | 18 | G13 | 25 | 1.0527 | 33.9496 | 0% | уточнять доступность
| L 36W/827 | 4050300517919 | DE | 36 | G13 | 25 | 2.1994 | 70.9298 | 0% | уточнять доступность
| L 36W/830 | 4008321581457 | RU | 36 | G13 | 25 | 1.1146 | 35.9454 | 0%
| L 36W/840 | 4008321581419 | RU | 36 | G13 | 25 | 1.1146 | 35.9454 | 0%
| L 36W/865 | 4008321581433 | RU | 36 | G13 | 25 | 1.2267 | 39.5611 | 0% | уточнять доступность
| L 36W/827-1 | 4050300518114 | DE | 36 | G13 | 25 | 4.9597 | 159.951 | 0% | уточнять доступность
| L 36W/830-1 | 4008321959058 | DE | 36 | G13 | 25 | 4.9597 | 159.951 | 0% | уточнять доступность
| L 36W/840-1 | 4050300518091 | DE | 36 | G13 | 25 | 4.9597 | 159.951 | 0% | уточнять доступность
| L 58W/827 | 4050300603049 | DE | 58 | G13 | 25 | 2.6045 | 83.9958 | 0% | уточнять доступность
| L 58W/830 | 4008321582706 | DE | 58 | G13 | 25 | 1.597 | 51.5039 | 0%
| L 58W/840 | 4008321582744 | DE | 58 | G13 | 25 | 1.597 | 51.5039 | 0%
| L 58W/865 | 4050300517933 | DE | 58 | G13 | 25 | 2.4776 | 79.9037 | 0% | уточнять доступность
T8 LUMILUX XT, XXT | L 18W/830 XT | 4008321209085 | DE | 18 | G13 | 25 | 6.3243 | 203.9591 | 0% | уточнять доступность
| L 18W/840 XT | 4008321209108 | DE | 18 | G13 | 25 | 6.3243 | 203.9591 | 0% | уточнять доступность
| L 18W/865 XT | 4008321209122 | DE | 18 | G13 | 25 | 6.3243 | 203.9591 | 0% | уточнять доступность
| L 18W/830 XXT | 4008321923646 | DE | 18 | G13 | 25 | 11.0047 | 354.9003 | 0% | уточнять доступность
| L 18W/840 XXT | 4008321923660 | DE | 18 | G13 | 25 | 11.0047 | 354.9003 | 0% | уточнять доступность
| L 18W/865 XXT | 4008321923684 | DE | 18 | G13 | 25 | 11.0047 | 354.9003 | 0% | уточнять доступность
| L 36W/830 XT | 4008321209146 | DE | 36 | G13 | 25 | 6.8753 | 221.7274 | 0% | уточнять доступность
| L 36W/840 XT | 4008321209160 | DE | 36 | G13 | 25 | 6.8753 | 221.7274 | 0% | уточнять доступность
| L 36W/865 XT | 4008321209221 | DE | 36 | G13 | 25 | 6.8753 | 221.7274 | 0% | уточнять доступность
| L 36W/830 XXT | 4008321923707 | DE | 36 | G13 | 25 | 11.5968 | 373.9968 | 0% | уточнять доступность
| L 36W/840 XXT | 4008321923721 | DE | 36 | G13 | 25 | 11.5968 | 373.9968 | 0% | уточнять доступность
| L 36W/865 XXT | 4008321923745 | DE | 36 | G13 | 25 | 11.5968 | 373.9968 | 0% | уточнять доступность
| L 58W/830 XT | 4008321209344 | DE | 58 | G13 | 25 | 7.3494 | 237.019 | 0% | уточнять доступность
| L 58W/840 XT | 4008321209320 | DE | 58 | G13 | 25 | 7.3494 | 237.019 | 0% | уточнять доступность
| L 58W/865 XT | 4008321923622 | DE | 58 | G13 | 25 | 7.3494 | 237.019 | 0% | уточнять доступность
| L 58W/830 XXT | 4008321923769 | DE | 58 | G13 | 25 | 12.751 | 411.2206 | 0% | уточнять доступность
| L 58W/840 XXT | 4008321923783 | DE | 58 | G13 | 25 | 12.751 | 411.2206 | 0% | уточнять доступность
| L 58W/865 XXT | 4008321923806 | DE | 58 | G13 | 25 | 12.751 | 411.2206 | 0% | уточнять доступность
OTHER T8 LUMILUX | L 10W/827 | 4050300446165 | DE | 10 | G13 | 25 | 4.3487 | 140.2443 | 0% | уточнять доступность
| L 15W/827 | 4050300446042 | DE | 15 | G13 | 25 | 2.3374 | 75.3809 | 0% | уточнять доступность
| L 15W/830 | 4050300446028 | DE | 15 | G13 | 25 | 2.3374 | 75.3809 | 0% | уточнять доступность
| L 15W/840 | 4050300446004 | DE | 15 | G13 | 25 | 2.3374 | 75.3809 | 0%
| L 15W/865 | 4050300446189 | DE | 15 | G13 | 25 | 2.3374 | 75.3809 | 0%
| L 16W/827 | 4050300446080 | DE | 16 | G13 | 25 | 4.3487 | 140.2443 | 0% | уточнять доступность
| L 16W/840 | 4050300446066 | DE | 16 | G13 | 25 | 4.3487 | 140.2443 | 0% | уточнять доступность
| L 23W/830 | 4050300446264 | DE | 23 | G13 | 25 | 4.5468 | 146.6337 | 0% | уточнять доступность
| L 23W/840 | 4050300446240 | DE | 23 | G13 | 25 | 4.5468 | 146.6337 | 0% | уточнять доступность
| L 30W/827 | 4050300518077 | DE | 30 | G13 | 25 | 2.626 | 84.6885 | 0% | уточнять доступность
| L 30W/830 | 4050300518053 | DE | 30 | G13 | 25 | 2.626 | 84.6885 | 0%
| L 30W/840 | 4050300518039 | DE | 30 | G13 | 25 | 2.2483 | 72.5092 | 0%
| L 30W/865 | 4050300518015 | DE | 30 | G13 | 25 | 2.2483 | 72.5092 | 0%
| L 38W/830 | 4050300518152 | DE | 38 | G13 | 25 | 5.1289 | 165.4072 | 0% | уточнять доступность
| L 38W/840 | 4050300518138 | DE | 38 | G13 | 25 | 5.1289 | 165.4072 | 0% | уточнять доступность
| L 70W/830 | 4008321003935 | DE | 70 | G13 | 25 | 4.5523 | 146.8132 | 0% | уточнять доступность
| L 70W/835 | 4008321003911 | DE | 70 | G13 | 25 | 4.5523 | 146.8132 | 0% | уточнять доступность
| L 70W/840 | 4008321003959 | DE | 70 | G13 | 25 | 4.5523 | 146.8132 | 0% | уточнять доступность
T8 LUMILUX DELUX | L 15W/954 | 4050300018249 | DE | 15 | G13 | 25 | 7.7468 | 249.8337 | 0% | уточнять доступность
| L 16W/930 | 4050300242361 | DE | 16 | G13 | 25 | 7.7468 | 249.8337 | 0% | уточнять доступность
| L 18W/930 | 4050300011264 | DE | 18 | G13 | 25 | 4.9753 | 160.4536 | 0% | уточнять доступность
| L 18W/940 | 4050300011257 | DE | 18 | G13 | 25 | 4.9753 | 160.4536 | 0% | уточнять доступность
| L 18W/954 | 4050300018256 | DE | 18 | G13 | 25 | 4.9753 | 160.4536 | 0% | уточнять доступность
| L 18W/965 | 4008321111371 | DE | 18 | G13 | 25 | 4.9753 | 160.4536 | 0% | уточнять доступность
| L 30W/930 | 4050300014432 | DE | 30 | G13 | 25 | 8.3923 | 270.6532 | 0% | уточнять доступность
| L 30W/965 | 4050300302461 | DE | 30 | G13 | 25 | 8.3923 | 270.6532 | 0% | уточнять доступность
| L 36W/930 | 4050300011318 | DE | 36 | G13 | 25 | 5.5563 | 179.1911 | 0% | уточнять доступность
| L 36W/940 | 4050300011301 | DE | 36 | G13 | 25 | 5.5563 | 179.1911 | 0% | уточнять доступность
| L 36W/954 | 4050300018263 | DE | 36 | G13 | 25 | 5.5563 | 179.1911 | 0% | уточнять доступность
| L 36W/954-1 | 4050300024196 | DE | 36 | G13 | 25 | 9.0323 | 291.2932 | 0% | уточнять доступность
| L 36W/965 | 4008321111395 | DE | 36 | G13 | 25 | 5.5563 | 179.1911 | 0% | уточнять доступность
| L 58W/930 | 4050300011363 | DE | 58 | G13 | 25 | 5.9615 | 192.2571 | 0% | уточнять доступность
| L 58W/940 | 4050300011356 | DE | 58 | G13 | 25 | 5.9615 | 192.2571 | 0% | уточнять доступность
| L 58W/954 | 4050300018270 | DE | 58 | G13 | 25 | 5.9615 | 192.2571 | 0% | уточнять доступность
| L 58W/965 | 4008321090034 | DE | 58 | G13 | 25 | 5.9615 | 192.2571 | 0% | уточнять доступность
| L 18W/965 BIOLUX | 4050300270807 | DE | 18 | G13 | 25 | 6.0483 | 195.057 | 0% | уточнять доступность
| L 36W/965 BIOLUX | 4050300270821 | DE | 36 | G13 | 25 | 6.2653 | 202.0566 | 0% | уточнять доступность
| L 58W/965 BIOLUX | 4050300370613 | DE | 58 | G13 | 25 | 7.0611 | 227.722 | 0% | уточнять доступность
T8 SKYWHITE | L 18W/880 SKYWHITE | 4008321027962 | DE | 18 | G13 | 25 | 2.4899 | 80.2986 | 0% | уточнять доступность
| L 30W/880 SKYWHITE | 4008321027986 | DE | 30 | G13 | 25 | 4.6748 | 150.7617 | 0% | уточнять доступность
| L 36W/880 SKYWHITE | 4008321002976 | DE | 36 | G13 | 25 | 2.8026 | 90.3853 | 0% | уточнять доступность
| L 58W/880 SKYWHITE | 4008321002990 | DE | 58 | G13 | 25 | 3.5061 | 113.0713 | 0% | уточнять доступность
T8 NATURA | L 15W/76 FLH1 | 4050300018287 | DE | 15 | G13 | 25 | 7.5119 | 242.2598 | 0%
| L 18W/76 | 4050300010519 | DE | 18 | G13 | 25 | 6.3911 | 206.1128 | 0%
| L 30W/76 | 4050300010540 | DE | 30 | G13 | 25 | 7.3427 | 236.8036 | 0%
| L 36W/76 | 4050300010526 | DE | 36 | G13 | 25 | 5.7856 | 186.5856 | 0%
| L 36W/76-1 | 4050300010557 | DE | 36 | G13 | 25 | 7.1814 | 231.5987 | 0% | уточнять доступность
| L 58W/76 | 4050300010533 | DE | 58 | G13 | 25 | 7.001 | 225.7837 | 0%
T8 FLUORA | L 15W/77 | 4050300003214 | DE | 15 | G13 | 25 | 5.7444 | 185.2575 | 0%
| L 18W/77 | 4050300004235 | DE | 18 | G13 | 25 | 6.1941 | 199.7593 | 0%
| L 30W/77 | 4050300003238 | DE | 30 | G13 | 25 | 5.9247 | 191.0726 | 0%
| L 36W/77 | 4050300003184 | DE | 36 | G13 | 25 | 6.4156 | 206.9025 | 0%
| L 58W/77 | 4050300004259 | DE | 58 | G13 | 25 | 8.6383 | 278.5862 | 0%
T8 COLOUR | L 18W/60 | 4050300024219 | DE | 18 | G13 | 25 | 6.311 | 203.5283 | 0% | уточнять доступность
| L 18W/62 VS12 LF LUMCHIPCONTR | 4008321232700 | DE | 18 | G13 | 12 | 16.4851 | 531.6458 | 0% | уточнять доступность
| L 18W/67 | 4050300024233 | DE | 18 | G13 | 10 | 5.3638 | 172.9811 | 0% | уточнять доступность
| L 30W/67 | 4050300366920 | DE | 30 | G13 | 25 | 6.1039 | 196.8518 | 0% | уточнять доступность
| L 36W/60 | 4050300024240 | DE | 36 | G13 | 25 | 6.9777 | 225.0298 | 0% | уточнять доступность
| L 36W/62 VS12 LF TG LUMCHIPCONTR | 4008321232724 | DE | 36 | G13 | 12 | 17.2993 | 557.9008 | 0% | уточнять доступность
| L 36W/66 | 4050300024257 | DE | 36 | G13 | 25 | 6.9777 | 225.0298 | 0% | уточнять доступность
| L 36W/67 | 4050300024264 | DE | 36 | G13 | 25 | 5.6854 | 183.355 | 0% | уточнять доступность
| L 58W/60 | 4050300024271 | DE | 58 | G13 | 25 | 7.2125 | 232.6038 | 0% | уточнять доступность
| L 58W/62 | 4008321232748 | DE | 58 | G13 | 12 | 32.4864 | 1047.6864 | 0% | уточнять доступность
| L 58W/66 | 4050300024288 | DE | 58 | G13 | 25 | 7.2125 | 232.6038 | 0% | уточнять доступность
| L 58W/67 | 4050300024295 | DE | 58 | G13 | 25 | 5.4094 | 174.4529 | 0% | уточнять доступность
FM | FM 6W/730 | 4008321157546 | IT | 6 | W4,3 | 20 | 10.3435 | 333.5783 | 0% | уточнять доступность
| FM 6W/740 | 4008321157577 | IT | 6 | W4,3 | 20 | 10.3435 | 333.5783 | 0% | уточнять доступность
| FM 6W/760 | 4008321157607 | IT | 6 | W4,3 | 20 | 10.3435 | 333.5783 | 0% | уточнять доступность
| FM 8W/730 | 4008321157638 | IT | 8 | W4,3 | 20 | 10.3435 | 333.5783 | 0% | уточнять доступность
| FM 8W/740 | 4008321157669 | IT | 8 | W4,3 | 20 | 10.3435 | 333.5783 | 0% | уточнять доступность
| FM 8W/760 | 4008321157690 | IT | 8 | W4,3 | 20 | 10.3435 | 333.5783 | 0% | уточнять доступность
| FM 11W/730 | 4008321157751 | IT | 11 | W4,3 | 20 | 10.604 | 341.9779 | 0% | уточнять доступность
| FM 11W/740 | 4008321157720 | IT | 11 | W4,3 | 20 | 10.604 | 341.9779 | 0% | уточнять доступность
| FM 11W/760 | 4008321157782 | IT | 11 | W4,3 | 20 | 10.604 | 341.9779 | 0% | уточнять доступность
| FM 13W/730 | 4008321157836 | IT | 13 | W4,3 | 20 | 10.9056 | 351.7056 | 0% | уточнять доступность
| FM 13W/740 | 4008321157867 | IT | 13 | W4,3 | 20 | 10.9056 | 351.7056 | 0% | уточнять доступность
| FM 13W/760 | 4008321157898 | IT | 13 | W4,3 | 20 | 10.9056 | 351.7056 | 0% | уточнять доступность
T5 4-13W BASIC | L 4W/640 | 4050300008875 | IT | 4 | G5 | 25 | 1.6139 | 52.0487 | 0% | уточнять доступность
| L 6W/640 | 4050300008899 | IT | 6 | G5 | 25 | 1.3913 | 44.8696 | 0%
| L 8W/765 | 4050300035475 | IT | 8 | G5 | 25 | 1.3913 | 44.8696 | 0%
| L 8W/640 | 4050300008912 | IT | 8 | G5 | 25 | 1.3913 | 44.8696 | 0%
| L 13W/765 | 4050300035536 | IT | 13 | G5 | 25 | 1.7508 | 56.4639 | 0%
| L 13W/640 | 4050300008974 | IT | 13 | G5 | 25 | 1.7508 | 56.4639 | 0%
T5 4-13W LUMILUX | L 6W/830 | 4008321959874 | IT | 6 | G5 | 25 | 2.4186 | 78.0013 | 0% | уточнять доступность
| L 8W/827 | 4050300008943 | IT | 8 | G5 | 25 | 2.6123 | 84.2471 | 0% | уточнять доступность
| L 8W/840 | 4050300241623 | IT | 8 | G5 | 25 | 2.6123 | 84.2471 | 0% | уточнять доступность
| L 13W/827 | 4050300008967 | IT | 13 | G5 | 25 | 2.9974 | 96.667 | 0% | уточнять доступность
| L 13W/840 | 4050300241647 | IT | 13 | G5 | 25 | 2.9974 | 96.667 | 0% | уточнять доступность
T5 HE | HE 14W/827 | 4050300645919 | IT | 14 | G5 | 20 | 2.5759 | 83.0719 | 0% | уточнять доступность
| HE 14W/830 | 4050300591520 | DE | 14 | G5 | 20 | 2.5759 | 83.0719 | 0%
| HE 14W/840 | 4050300591384 | IT | 14 | G5 | 20 | 2.5759 | 83.0719 | 0%
| HE 21W/827 | 4050300645957 | IT | 21 | G5 | 20 | 2.8166 | 90.8366 | 0%
| HE 21W/830 | 4050300591506 | IT | 21 | G5 | 20 | 2.8166 | 90.8366 | 0%
| HE 21W/840 | 4050300591407 | DE | 21 | G5 | 20 | 2.8166 | 90.8366 | 0%
| HE 21W/865 | 4050300591322 | IT | 21 | G5 | 20 | 2.8166 | 90.8366 | 0% | уточнять доступность
| HE 28W/827 | 4050300645995 | DE | 28 | G5 | 20 | 2.994 | 96.558 | 0% | уточнять доступность
| HE 28W/830 | 4050300591483 | DE | 28 | G5 | 20 | 2.994 | 96.558 | 0%
| HE 28W/840 | 4050300591421 | DE | 28 | G5 | 20 | 2.994 | 96.558 | 0%
| HE 28W/865 | 4050300591346 | DE | 28 | G5 | 20 | 2.994 | 96.558 | 0%
| HE 35W/827 | 4050300646039 | DE | 35 | G5 | 20 | 3.3627 | 108.4467 | 0% | уточнять доступность
| HE 35W/830 | 4050300591469 | DE | 35 | G6 | 20 | 3.3627 | 108.4467 | 0%
| HE 35W/840 | 4050300591445 | DE | 35 | G5 | 20 | 3.3627 | 108.4467 | 0%
| HE 35W/865 | 4050300591360 | DE | 35 | G5 | 20 | 3.3627 | 108.4467 | 0% | уточнять доступность
T5 HO | HO 24W/827 | 4050300646077 | IT | 24 | G5 | 20 | 2.5793 | 83.1833 | 0% | уточнять доступность
| HO 24W/830 | 4050300591667 | IT | 24 | G5 | 20 | 2.5793 | 83.1833 | 0%
| HO 24W/840 | 4050300591643 | IT | 24 | G5 | 20 | 2.5793 | 83.1833 | 0%
| HO 24W/865 | 4050300591629 | IT | 24 | G5 | 20 | 2.5793 | 83.1833 | 0% | уточнять доступность
| HO 39W/830 | 4050300591728 | IT | 39 | G5 | 20 | 2.85 | 91.914 | 0%
| HO 39W/840 | 4050300591704 | DE | 39 | G5 | 20 | 2.85 | 91.914 | 0%
| HO 39W/865 | 4050300591681 | IT | 39 | G5 | 20 | 2.85 | 91.914 | 0% | уточнять доступность
| HO 49W/827 | 4050300796772 | DE | 49 | G5 | 20 | 3.3258 | 107.2578 | 0% | уточнять доступность
| HO 49W/830 | 4050300796758 | DE | 49 | G5 | 20 | 3.3258 | 107.2578 | 0% | уточнять доступность
| HO 49W/840 | 4050300796710 | DE | 49 | G5 | 20 | 3.3258 | 107.2578 | 0%
| HO 49W/865 | 4050300796628 | DE | 49 | G5 | 20 | 3.3258 | 107.2578 | 0% | уточнять доступность
| HO 54W/827 | 4050300646152 | DE | 54 | G5 | 20 | 3.2325 | 104.2485 | 0% | уточнять доступность
| HO 54W/830 | 4050300591605 | DE | 54 | G5 | 20 | 3.2325 | 104.2485 | 0%
| HO 54W/840 | 4050300591582 | DE | 54 | G5 | 20 | 3.2325 | 104.2485 | 0%
| HO 54W/865 | 4050300591568 | DE | 54 | G5 | 20 | 3.2325 | 104.2485 | 0% | уточнять доступность
| HO 80W/830 | 4050300591827 | DE | 80 | G5 | 20 | 3.7901 | 122.2301 | 0%
| HO 80W/840 | 4050300591841 | DE | 80 | G5 | 20 | 3.7901 | 122.2301 | 0%
T5 COLOUR | HE 14W/60 | 4008321170705 | DE | 14 | G5 | 10 | 7.7223 | 249.044 | 0% | уточнять доступность
| HE 14W/66 | 4008321170729 | DE | 14 | G5 | 10 | 7.7223 | 249.044 | 0% | уточнять доступность
| HE 14W/67 | 4008321170781 | DE | 14 | G5 | 10 | 7.7223 | 249.044 | 0% | уточнять доступность
| HE 21W/60 | 4008321170682 | DE | 21 | G5 | 10 | 7.7223 | 249.044 | 0% | уточнять доступность
| HE 21W/66 | 4008321170743 | IT | 21 | G5 | 10 | 7.7223 | 249.044 | 0% | уточнять доступность
| HE 21W/67 | 4008321170804 | DE | 21 | G5 | 10 | 7.7223 | 249.044 | 0% | уточнять доступность
| HE 28W/60 | 4008321161840 | DE | 28 | G5 | 10 | 8.0306 | 258.9871 | 0% | уточнять доступность
| HE 28W/66 | 4008321161864 | DE | 28 | G5 | 10 | 8.0306 | 258.9871 | 0% | уточнять доступность
| HE 28W/67 | 4008321161888 | DE | 28 | G5 | 10 | 8.0306 | 258.9871 | 0% | уточнять доступность
| HE 35W/60 | 4008321133458 | DE | 35 | G5 | 10 | 7.7223 | 249.044 | 0% | уточнять доступность
| HE 35W/66 | 4008321161925 | DE | 35 | G5 | 10 | 7.7223 | 249.044 | 0% | уточнять доступность
| HE 35W/67 | 4008321161949 | DE | 35 | G5 | 10 | 7.7223 | 249.044 | 0% | уточнять доступность
| HO 24W/60 | 4008321171009 | IT | 24 | G5 | 10 | 7.847 | 253.0643 | 0% | уточнять доступность
| HO 24W/66 | 4008321170941 | IT | 24 | G5 | 10 | 7.847 | 253.0643 | 0% | уточнять доступность
| HO 24W/67 | 4008321170880 | IT | 24 | G5 | 10 | 7.847 | 253.0643 | 0% | уточнять доступность
| HO 39W/60 | 4008321170866 | IT | 39 | G5 | 10 | 7.847 | 253.0643 | 0% | уточнять доступность
| HO 39W/66 | 4008321170927 | IT | 39 | G5 | 10 | 7.847 | 253.0643 | 0% | уточнять доступность
| HO 54W/60 | 4008321170965 | DE | 54 | G5 | 10 | 8.1875 | 264.0484 | 0% | уточнять доступность
| HO 54W/66 | 4008321170903 | DE | 54 | G5 | 10 | 8.1875 | 264.0484 | 0% | уточнять доступность
| HO 54W/67 | 4008321170842 | DE | 54 | G5 | 10 | 8.1875 | 264.0484 | 0% | уточнять доступность
| HO 80W/60 | 4008321161963 | DE | 80 | G5 | 10 | 8.7096 | 280.8835 | 0% | уточнять доступность
| HO 80W/66 | 4008321161987 | DE | 80 | G5 | 10 | 8.7096 | 280.8835 | 0% | уточнять доступность
| HO 80W/67 | 4008321162007 | DE | 80 | G5 | 10 | 8.7096 | 280.8835 | 0% | уточнять доступность
T5 FC | FC 22W/827 | 4050300646237 | IT | 22 | 2GX13 | 12 | 11.7593 | 379.2376 | 0% | уточнять доступность
| FC 22W/830 | 4050300528489 | IT | 22 | 2GX13 | 12 | 11.7593 | 379.2376 | 0%
| FC 22W/840 | 4050300528465 | IT | 22 | 2GX13 | 12 | 11.7593 | 379.2376 | 0%
| FC 22W/865 | 4050300528441 | IT | 22 | 2GX13 | 12 | 11.7593 | 379.2376 | 0% | уточнять доступность
| FC 40W/827 | 4050300646251 | IT | 40 | 2GX13 | 12 | 11.7593 | 379.2376 | 0% | уточнять доступность
| FC 40W/830 | 4050300528540 | IT | 40 | 2GX13 | 12 | 11.7593 | 379.2376 | 0%
| FC 40W/840 | 4050300528526 | IT | 40 | 2GX13 | 12 | 11.7593 | 379.2376 | 0%
| FC 40W/865 | 4050300528502 | IT | 40 | 2GX13 | 12 | 11.7593 | 379.2376 | 0% | уточнять доступность
| FC 55W/827 | 4050300646275 | IT | 55 | 2GX13 | 12 | 12.6475 | 407.8823 | 0% | уточнять доступность
| FC 55W/830 | 4050300528601 | IT | 55 | 2GX13 | 12 | 12.6475 | 407.8823 | 0%
| FC 55W/840 | 4050300528588 | IT | 55 | 2GX13 | 12 | 12.6475 | 407.8823 | 0% | уточнять доступность
| FC 55W/865 | 4050300528564 | IT | 55 | 2GX13 | 12 | 12.6475 | 407.8823 | 0% | уточнять доступность
STARTERS | ST 111 VS25 | 4008321364883 | DE | - | - | 25 | 0.2543 | 8.2012 | 0%
| ST 151 VS25 | 4008321364937 | DE | - | - | 25 | 0.2973 | 9.5879 | 0%
POWERSTARS
HQI-E >150 | HQI-E 250W/D PRO | 4008321677907 | SK | 250 | E40 | 12 | 25.7113 | 829.1896 | 0%
| HQI-E 250W/N/SI | 4050300444628 | SK | 250 | E40 | 12 | 24.7096 | 796.8835 | 0% | уточнять доступность
| HQI-E 400W/N | 4008321526724 | DE | 400 | E40 | 12 | 43.4304 | 1400.6304 | 0% | уточнять доступность
| HQI-E 400W/N Clear | 4008321526700 | DE | 400 | E40 | 12 | 43.4304 | 1400.6304 | 0% | уточнять доступность
| HQI-E 400W/N/SI | 4008321302342 | DE | 400 | E40 | 12 | 24.7096 | 796.8835 | 0% | уточнять доступность
| HQI-E 1000W/N | 4008321528261 | DE | 1000 | E40 | 6 | 110.2631 | 3555.9851 | 0% | уточнять доступность
HQI-T<=150 | HQI-T 70W/WDL | 4008321974341 | SK | 75 | G12 | 12 | 32.7571 | 1056.4171 | 0% | уточнять доступность
| HQI-T 70W/NDL | 4008321974327 | SK | 76 | G13 | 12 | 32.7571 | 1056.4171 | 0% | уточнять доступность
| HQI-T 150W/NDL | 4008321974365 | SK | 150 | G12 | 12 | 32.8723 | 1060.1323 | 0% | уточнять доступность
| HQI-T 150W/WDL | 4008321974389 | SK | 150 | G12 | 12 | 32.8723 | 1060.1323 | 0% | уточнять доступность
HQI-T 250-400 | HQI-T 250W/D PRO | 4008321677846 | SK | 250 | E40 | 12 | 27.7459 | 894.8059 | 0%
| HQI-T 250W/N/SI | 4050300444604 | MX | 250 | E40 | 12 | 26.0859 | 841.2699 | 0% | уточнять доступность
| HQI-BT 400W/D PRO | 4008321677860 | SK | 400 | E40 | 12 | 21.0816 | 679.8816 | 0%
| HQI-T 400W/N | 4008321526786 | DE | 400 | E40 | 12 | 40.062 | 1291.998 | 0% | уточнять доступность
| HQI-T 400W/N/SI | 4050300376431 | MX | 400 | E40 | 12 | 34.09 | 1099.402 | 0% | уточнять доступность
HQI-T >400 | HQI-T 1000W/D | 4008321527035 | DE | 1000 | E40 | 6 | 111.744 | 3603.744 | 0% | уточнять доступность
| HQI-T 1000W/N | 4008321528285 | DE | 1000 | E40 | 6 | 124.416 | 4012.416 | 0% | уточнять доступность
| HQI-T 2000W/D | 4008321526809 | DE | 2000 | E40 | 4 | 143.8848 | 4640.2848 | 0% | уточнять доступность
| HQI-T 2000W/D/I | 4008321527011 | DE | 2000 | E40 | 4 | 143.8848 | 4640.2848 | 0% | уточнять доступность
| HQI-T 2000W/N | 4008321665379 | DE | 2000 | E40 | 4 | 132.48 | 4272.48 | 0% | уточнять доступность
| HQI-T 2000W/N/E SUPER | 4008321979063 | DE | 2000 | E40 | 4 | 132.48 | 4272.48 | 0% | уточнять доступность
| HQI-T 2000W/N/SN SUPER | 4008321979087 | DE | 2000 | E40 | 4 | 143.8848 | 4640.2848 | 0% | уточнять доступность
HQI-TS<=150 | HQI-TS 70W/D/Exellence | 4008321678348 | DE | 70 | RX7s | 12 | 11.8886 | 383.4086 | 0% | уточнять доступность
| HQI-TS 70W/NDL/Exellence | 4008321678324 | DE | 70 | RX7s | 12 | 11.8886 | 383.4086 | 0%
| HQI-TS 70W/WDL/Exellence | 4008321678300 | DE | 70 | RX7s | 12 | 11.8886 | 383.4086 | 0%
| HQI-TS 150W/D/Exellence | 4008321678409 | DE | 150 | RX7s-24 | 12 | 12.6144 | 406.8144 | 0% | уточнять доступность
| HQI-TS 150W/NDL/Exellence | 4008321678386 | DE | 150 | RX7s-24 | 12 | 12.6144 | 406.8144 | 0%
| HQI-TS 150W/WDL/Exellence | 4008321678362 | DE | 150 | RX7s-24 | 12 | 12.6144 | 406.8144 | 0% | уточнять доступность
HQI-TS 250-400 | HQI-TS 250W/D PRO | 4008321689139 | SK | 250 | Fc 2 | 12 | 29.4509 | 949.7909 | 0% | уточнять доступность
| HQI-TS 250W/WDL | 4008321689177 | SK | 250 | Fc 2 | 12 | 29.4509 | 949.7909 | 0% | уточнять доступность
| HQI-TS 250W/NDL | 4008321766878 | SK | 250 | Fc 2 | 12 | 29.4509 | 949.7909 | 0% | уточнять доступность
| HQI-TS 400W/D PRO | 4008321689191 | SK | 400 | Fc 2 | 12 | 46.0858 | 1486.2658 | 0% | уточнять доступность
| HQI-TS 400W/NDL | 4008321689214 | SK | 400 | Fc 2 | 12 | 46.0858 | 1486.2658 | 0% | уточнять доступность
HQI-TS >400 | HQI-TS 1000W/D/S PRO | 4008321525475 | DE | 1000 | Cable | 10 | 219.7947 | 7088.3787 | 0% | уточнять доступность
| HQI-TS 1000W/NDL/S | 4008321591944 | DE | 1000 | Cable | 10 | 219.7947 | 7088.3787 | 0% | уточнять доступность
| HQI-TS 2000W/D/S | 4050300271682 | DE | 2000 | Cable | 10 | 202.5216 | 6531.3216 | 0%
| HQI-TS 2000W/N/L | 4008321530660 | DE | 2000 | Cable | 10 | 173.5788 | 5597.9148 | 0% | уточнять доступность
| HQI-R 150W/NDL FS1 | 4008321691262 | SK | 150 | Plug | 12 | 102.3788 | 3301.7168 | 0% | уточнять доступность
HCI-E | HCI-E/P 35W/830WDL PBMO Coated | 4008321692801 | CN | 35 | E27 | 12 | 36.6859 | 1183.1207 | 0% | уточнять доступность
| HCI-E/P 50W/830WDL PBMO Coated | 4008321338488 | MX | 50 | E27 | 12 | 36.6859 | 1183.1207 | 0% | уточнять доступность
| HCI-E/P 70W/830WDL PB CO E27 | 4052899439627 | CN | 70 | E27 | 12 | 38.016 | 1226.016 | 0% | уточнять доступность
| HCI-E/P 100W/830 WDL PB Coated | 4058075807709 | CN | 100 | E27 | 12 | 38.88 | 1253.88 | 0% | уточнять доступность
HCI-T | HCI-T 35W/942 NDL PB | 4008321681898 | DE | 35 | G12 | 12 | 19.9745 | 644.1785 | 0% | уточнять доступность
| HCI-T 35W/830 WDL PB | 4008321681850 | DE | 35 | G12 | 12 | 19.9745 | 644.1785 | 0%
| HCI-T 35W/930 WDL PB Shoplight | 4008321681874 | DE | 35 | G12 | 12 | 19.9745 | 644.1785 | 0% | уточнять доступность
| HCI-T 35W/930 WDL PB PLUS | 4008321974266 | DE | 35 | G12 | 12 | 19.9745 | 644.1785 | 0% | уточнять доступность
| HCI-T 35W/930WDL PB EXCELENCE | 4052899238640 | DE | 35 | G12 | 12 | 19.9745 | 644.1785 | 0% | уточнять доступность
| HCI-T 50W/830 PB | 4052899031760 | DE | 50 | G12 | 12 | 19.9745 | 644.1785 | 0% | уточнять доступность
| HCI-T 50W/930 PB PLUS | 4008321974303 | DE | 50 | G12 | 12 | 19.9745 | 644.1785 | 0% | уточнять доступность
| HCI-T 50W/930WDL PB EXCELENCE | 4052899238763 | DE | 50 | G12 | 12 | 19.9745 | 644.1785 | 0% | уточнять доступность
| HCI-T 70W/942 NDL PB | 4008321678522 | DE | 70 | G12 | 12 | 19.9745 | 644.1785 | 0%
| HCI-T 70W/830 WDL PB | 4008321678430 | DE | 70 | G12 | 12 | 19.9745 | 644.1785 | 0%
| HCI-T 70W/930 WDL PB Shoplight | 4008321678508 | DE | 70 | G12 | 12 | 19.9745 | 644.1785 | 0% | уточнять доступность
| HCI-T 70 W/930 WDL PB Plus G12 | 4008321974228 | BE | 70 | G12 | 12 | 19.9745 | 644.1785 | 0% | уточнять доступность
| HCI-T 70W/930WDL PB EXCELENCE | 4052899238725 | DE | 70 | G12 | 12 | 19.9745 | 644.1785 | 0% | уточнять доступность
| HCI-T 100W/942 NDL PB | 4008321682987 | DE | 100 | G12 | 12 | 21.0885 | 680.1045 | 0% | уточнять доступность
| HCI-T 100W/830 WDL PB | 4008321682963 | DE | 100 | G12 | 12 | 21.0885 | 680.1045 | 0% | уточнять доступность
| HCI-T 150W/942 NDL PB | 4052899372399 | DE | 150 | G12 | 12 | 21.0885 | 680.1045 | 0%
| HCI-T 150W/930 WDL PB | 4052899372375 | DE | 150 | G12 | 12 | 21.0885 | 680.1045 | 0% | уточнять доступность
HCI-TM | HCI-TM 250W/942 NDL PB | 4008321524638 | DE | 250 | G22 | 10 | 72.1468 | 2326.7344 | 0% | уточнять доступность
| HCI-TM 400W/930 WDL PB | 4008321524614 | DE | 250 | G22 | 10 | 95.7696 | 3088.5696 | 0% | уточнять доступность
| HCI-TM 400W/942 NDL PB | 4008321524577 | DE | 250 | G22 | 10 | 95.7696 | 3088.5696 | 0% | уточнять доступность
HCI-TC | HCI-TC 20W/830 WDL PB | 4008321683007 | DE | 20 | G8,5 | 12 | 19.0453 | 614.2105 | 0% | уточнять доступность
| HCI-TC 35W/942 NDL PB | 4008321682031 | DE | 35 | G8,5 | 12 | 19.0453 | 614.2105 | 0% | уточнять доступность
| HCI-TC 35W/830 WDL PB | 4008321681997 | DE | 35 | G8,5 | 12 | 19.0453 | 614.2105 | 0%
| HCI-TC 35W/930WDL PB EXC | 4052899238664 | DE | 36 | G8,6 | 12 | 19.0453 | 614.2105 | 0% | уточнять доступность
| HCI-TC 35W/830 WDL PB Shoplight | 4008321682017 | DE | 35 | G8,5 | 12 | 19.6664 | 634.2403 | 0% | уточнять доступность
| HCI-TC 50W/930WDL PB EXC | 4052899238787 | DE | 36 | G8,6 | 12 | 19.0453 | 614.2105 | 0% | уточнять доступность
| HCI-TC 70W/830 WDL PB | 4008321681799 | DE | 70 | G8,5 | 12 | 19.0453 | 614.2105 | 0%
| HCI-TC 70W/930WDL PB EXC | 4052899238749 | DE | 71 | G8,6 | 12 | 19.0453 | 614.2105 | 0% | уточнять доступность
| HCI-TC 70W/942 NDL PB G8,5 | 4008321681836 | DE | 70 | G8,5 | 12 | 19.0453 | 614.2105 | 0% | уточнять доступность
| HCI-TC 70W/930 WDL PB Shoplight | 4008321681812 | DE | 70 | G8,5 | 12 | 19.7119 | 635.7079 | 0% | уточнять доступность
HCI-TF | HCI-TF 20W/830 WDL PB | 4008321683045 | DE | 20 | GU6,5 | 12 | 25.5354 | 823.5181 | 0% | уточнять доступность
| HCI-TF 35W/930 WDL PB | 4008321683021 | DE | 35 | GU6,5 | 12 | 27.2807 | 879.8024 | 0% | уточнять доступность
HCI-TS | HCI-TS 70W/942 NDL PB | 4008321688361 | DE | 70 | RX7s | 12 | 21.327 | 687.7966 | 0% | уточнять доступность
| HCI-TS 70W/830 WDL PB | 4008321688309 | DE | 70 | RX7s | 12 | 21.327 | 687.7966 | 0% | уточнять доступность
| HCI-TS 150W/942 NDL PB | 4008321679871 | DE | 150 | RX7s-24 | 12 | 22.2965 | 719.0617 | 0% | уточнять доступность
| HCI-TS 150W/830 WDL PB | 4008321679857 | DE | 150 | RX7s-24 | 12 | 22.2965 | 719.0617 | 0% | уточнять доступность
| HCI-TS 250W/830 WDL PB | 4008321519672 | DE | 250 | Fc2 | 12 | 68.4864 | 2208.6864 | 0% | уточнять доступность
HCI-TT | HCI-TT 70W/830 SUPER 4Y E27 | 4052899044715 |  | 70 | E27 | 12 | 41.5807 | 1340.9779 | 0% | уточнять доступность
| HCI-TT 100W/830 SUPER 4Y E40 | 4052899108097 |  | 100 | E40 | 12 | 41.5807 | 1340.9779 | 0% | уточнять доступность
| HCI-TT 150W/830 SUPER 4Y E40 | 4052899925014 |  | 150 | E40 | 12 | 41.5807 | 1340.9779 | 0% | уточнять доступность
| HCI-TT 250W/830 SUPER 4Y E40 | 4052899081826 |  | 150 | E40 | 12 | 56.6856 | 1828.11 | 0% | уточнять доступность
HCI-PAR | HCI-PAR 20 35W/830 WDL PB FL | 4008321970794 | US | 35 | E27 | 12 | 31.1652 | 1005.0783 | 0% | уточнять доступность
| HCI-PAR 30 35W/942 NDL PB FL | 4008321970893 | US | 35 | E27 | 6 | 31.1652 | 1005.0783 | 0% | уточнять доступность
| HCI-PAR 30 35W/942 NDL PB SP | 4008321970879 | US | 35 | E27 | 6 | 31.1652 | 1005.0783 | 0% | уточнять доступность
| HCI-PAR 30 35W/830 WDL PB FL | 4008321970855 | US | 35 | E27 | 6 | 31.1652 | 1005.0783 | 0% | уточнять доступность
| HCI-PAR 30 35W/830 WDL PB SP | 4008321970831 | US | 35 | E27 | 6 | 31.1652 | 1005.0783 | 0% | уточнять доступность
| HCI-PAR 30 70W/942 NDL PB FL | 4008321970978 | US | 70 | E27 | 6 | 31.1652 | 1005.0783 | 0% | уточнять доступность
| HCI-PAR 30 70W/930 WDL PB FL Shoplight | 4052899950924 | US | 70 | E27 | 6 | 31.1652 | 1005.0783 | 0% | уточнять доступность
| HCI PAR 30 70W/930 WDL PB SP Shoplight | 4008321970930 | US | 70 | E27 | 6 | 31.1652 | 1005.0783 | 0% | уточнять доступность
NAV-E | NAV-E 50W/ E | 4050300015750 | SK | 50 | E27 | 24 | 8.2899 | 267.3508 | 0% | уточнять доступность
| NAV-E 70W/ E | 4050300015767 | SK | 70 | E27 | 24 | 8.2899 | 267.3508 | 0% | уточнять доступность
| NAV-E 50W/ I | 4050300015583 | SK | 50 | E27 | 24 | 9.0157 | 290.7548 | 0% | уточнять доступность
| NAV-E 70W/ I | 4050300015590 | SK | 70 | E27 | 24 | 9.0157 | 290.7548 | 0% | уточнять доступность
| NAV-E 110W | 4050300024318 | CN | 110 | E27 | 40 | 11.0191 | 355.367 | 0% | уточнять доступность
| NAV-E 210W | 4050300015576 | CN | 210 | E40 | 12 | 12.1544 | 391.9805 | 0% | уточнять доступность
| NAV-E 350W | 4050300015651 | CN | 350 | E40 | 12 | 14.7701 | 476.3353 | 0% | уточнять доступность
NAV-E SUPER | NAV-E 100W SUPER 4Y | 4050300015774 | SK | 100 | E40 | 12 | 11.3096 | 364.7357 | 0% | уточнять доступность
| NAV-E 150W SUPER 4Y | 4050300024370 | SK | 150 | E40 | 10 | 12.7822 | 412.2257 | 0% | уточнять доступность
| NAV-E 250W SUPER 4Y | 4050300024387 | SK | 250 | E40 | 10 | 15.7985 | 509.5029 | 0% | уточнять доступность
| NAV-E 400W SUPER 4Y | 4050300024394 | SK | 410 | E40 | 10 | 17.5571 | 566.218 | 0% | уточнять доступность
NAV-T | NAV-T 50W | 4008321337986 | SK | 50 | E27 | 12 | 6.9711 | 224.8191 | 0% | уточнять доступность
| NAV-T 70W | 4052899430808 | SK | 70 | E27 | 12 | 5.1671 | 166.639 | 0%
| NAV-T 100W | 4008321087287 | SK | 100 | E40 | 12 | 6.8263 | 220.1482 | 0%
| NAV-T 150W | 4050300015668 | CN | 150 | E40 | 12 | 7.5446 | 243.3146 | 0% | уточнять доступность
| NAV-T 250W | 4058075036642 | CN | 250 | E40 | 12 | 9.0758 | 292.6958 | 0%
| NAV-T 400W | 4058075036666 | CN | 400 | E40 | 12 | 10.0781 | 325.0181 | 0%
| NAV-T 1000W | 4050300251417 | DE | 1000 | E40 | 12 | 52.494 | 1692.9312 | 0%
NAV-T SUPER | NAV-T 50W W SUPER 4Y | 4052899415379 | SK | 50 | E27 | 12 | 9.3106 | 300.2671 | 0% | уточнять доступность
| NAV-T 70W W SUPER 4Y | 4052899415416 | SK | 70 | E27 | 12 | 9.551 | 308.0206 | 0% | уточнять доступность
| NAV-T 100W W SUPER 4Y | 4050300015743 | SK | 100 | E40 | 12 | 11.1304 | 358.9565 | 0% | уточнять доступность
| NAV-T 150W W SUPER 4Y | 4050300024400 | SK | 150 | E40 | 12 | 11.9207 | 384.4424 | 0% | уточнять доступность
| NAV-T 250W W SUPER 4Y | 4050300024417 | SK | 250 | E40 | 12 | 14.9203 | 481.1812 | 0% | уточнять доступность
| NAV-T 400W W SUPER 4Y | 4050300281179 | SK | 400 | E40 | 12 | 16.4285 | 529.8198 | 0% | уточнять доступность
| NAV-T 600W W SUPER 4Y | 4050300275772 | SK | 400 | E40 | 12 | 32.6122 | 1051.7426 | 0% | уточнять доступность
| NAV-T 70WSUPER XT E27 12X1 OSRAM | 4058075803558 | SK | 70 | E27 | 12 | 20.0977 | 648.1499 | 84.18%
| NAV-T 100WSUPER XT E40 12X1 OSRAM | 4058075803565 | SK | 100 | E40 | 12 | 24.8265 | 800.6558 | 82.68%
| NAV-T 150WSUPER XT E40 12X1 OSRAM | 4058075803572 | SK | 150 | E40 | 12 | 29.7918 | 960.7869 | 83.12%
| NAV-T 250WSUPER XT E40 12X1 OSRAM | 4058075803619 | SK | 250 | E40 | 12 | 31.2105 | 1006.5387 | 57.31%
| NAV-T 400WSUPER XT E40 12X1 OSRAM | 4058075803626 | SK | 400 | E40 | 12 | 38.7767 | 1250.5481 | 67.05%
| NAV-T 600WSUPER XT E40 12X1 OSRAM | 4058075803633 | SK | 600 | E40 | 12 | 78.0263 | 2516.3468 | 101.7%
NAV-TS | NAV TS 250W | 4050300015705 | SK | 250 | Fc2 | 12 | 57.1533 | 1843.1937 | 0% | уточнять доступность
| NAV-TS 400W | 4050300015712 | SK | 400 | Fc2 | 12 | 61.5888 | 1986.2376 | 0% | уточнять доступность
| NAV-TS 70W SUPER 4Y | 4050300024301 | SK | 70 | RX7s | 12 | 21.3638 | 688.9811 | 0% | уточнять доступность
| NAV-TS 150W SUPER 4Y | 4050300281667 | SK | 150 | RX7s-24 | 12 | 26.3903 | 851.0859 | 0% | уточнять доступность
PLANTASTAR | PLANTASTAR 250W inter | 4008321240620 | SK | 250 | E40 | 12 | 18.4008 | 593.4269 | 0% | уточнять доступность
| PLANTASTAR 400W | 4050300620084 | SK | 400 | E40 | 12 | 20.4121 | 658.2904 | 0% | уточнять доступность
| PLANTASTAR 600W | 4050300620107 | SK | 600 | E40 | 12 | 32.5832 | 1050.8093 | 0% | уточнять доступность
| L 18W / 765 | 4008321959669 | RU | 18 | G13 | 25 | 0.4809 | 15.5091 | 0%
| L 18W / 640 | 4008321959652 | RU | 18 | G13 | 25 | 0.55524 | 17.9064 | 0%
| L 36W / 765 | 4008321959836 | RU | 36 | G13 | 25 | 0.59242 | 19.1054 | 0%
| L 36W / 640 | 4008321959713 | RU | 36 | G13 | 25 | 0.7013 | 22.6169 | 0%
| L 58W / 765 | 4008321959850 | RU | 58 | G13 | 25 | 0.85643 | 27.6198 | 0%
| L 58W / 640 | 4008321959843 | RU | 58 | G13 | 25 | 0.9831 | 31.705 | 0%
| HO 54W/76 | 4008321581693 | DE | 54 | G5 | 10 | 7.3074 | 235.6621 | 0% | уточнять доступность
DULUXSTAR Mini Twist | DST MTW 12W/840 220-240V E14 10X1OSRAM | 4052899916104 | CN | 12 | E14 | 10 | 1.57 | 50.6325 | 0% | к заказу доступно наличие на складе поставщика

## DO
OSRAM Ukraine | PRICE LIST
2016-07-24 | Display/Optic Medical & Industry
32.25
AUG | IC Product Name | EAN | Страна происхождения | Цена в евро | Цена, грн | Примечание
HAL ENT | 93520 FHS 300W 82V GX5,3 24X1 54979 OSRAM | 4050300350196 |  | 12.7711 | 411.8681 | уточнять доступность
BLACKLIGHT LPS | SUPRABLACK L 18W/73 | 4052899523517 |  | 15.2822 | 492.8503
BLACKLIGHT LPS | SUPRABLACK L 36W/73 | 4052899523531 |  | 21.4678 | 692.3374
HBO <= 200W | HBO 50W/3 10X1 OSRAM | 4050300506692 |  | 179.6869 | 5794.9025 | уточнять доступность
HBO <= 200W | HBO 50W/AC 34V 10X1 L2 OSRAM | 4050300507118 |  | 160.1499 | 5164.8341 | уточнять доступность
HBO <= 200W | HBO 50W/AC 39V 10X1 L1 OSRAM | 4050300507132 |  | 160.1499 | 5164.8341 | уточнять доступность
HBO <= 200W | HBO 100W/2 10X1 OSRAM | 4050300507095 |  | 154.2184 | 4973.544 | уточнять доступность
HBO <= 200W | HBO 103W/2 10X1 OSRAM | 4050300382128 |  | 163.1554 | 5261.7612 | уточнять доступность
HBO <= 200W | HBO R 103W/45 2X1 OSRAM | 4050300405957 |  | 540.5373 | 17432.3287 | уточнять доступность
HBO <= 200W | HBO 200W/2 57V 10X1 L1 OSRAM | 4050300508153 |  | 248.8943 | 8026.8428 | уточнять доступность
HBO <= 200W | HBO 200W/4 10X1 OSRAM | 4050300506715 |  | 265.1651 | 8551.5735 | уточнять доступность
HBO <= 200W | HBO 200W/DC 57V 10X1 OSRAM | 4050300506791 |  | 261.5835 | 8436.0677 | уточнять доступность
HBO <= 200W | HBO 200W/DC TM FS1 | 4008321137623 |  | 261.5835 | 8436.0677 | уточнять доступность
HBO <= 200W | HBO 202W/4 57V 10X1 OSRAM | 4050300507156 |  | 352.7777 | 11377.0822 | уточнять доступность
HBO <= 200W | HXP R 120W/17C VS50 OSRAM | 4050300786476 |  | 631.1602 | 20354.9157 | уточнять доступность
HBO <= 200W | HXP R 120W/45C UV 2X1 E OSRAM | 4050300666525 |  | 691.3849 | 22297.1646 | уточнять доступность
HBO <= 200W | HXP R120W/45C VIS 2x1 OSRAM | 4050300882772 |  | 691.3849 | 22297.1646 | уточнять доступность
HBO <= 200W | HXP R 200/45M 2x1 OSRAM | 4008321180070 |  | 741.6675 | 23918.7766 | уточнять доступность
HBO <= 200W | HXP R 206/45C 2x1 OSRAM | 4008321331472 |  | 743.1508 | 23966.6141 | уточнять доступность
XBO<= 450W | XBO 75W/2 10X1 OSRAM | 4050300508801 |  | 276.5346 | 8918.2393 | уточнять доступность
XBO<= 450W | XBO 75W/2 OFR 10X1 OSRAM | 4050300508825 |  | 276.5346 | 8918.2393 | уточнять доступность
XBO<= 450W | XBO 100W OFR 10X1 OSRAM | 4008321386328 |  | 346.4467 | 11172.9065 | уточнять доступность
XBO<= 450W | XBO R 100W/45 OFR 2X1 OSRAM | 4050300317205 |  | 515.3961 | 16621.5227 | уточнять доступность
XBO<= 450W | XBO R 100W/45 C M.KABEL 2X1 OSRAM | 4050300367767 |  | 540.5373 | 17432.3287 | уточнять доступность
XBO<= 450W | XBO R 101W/45 C OFR 2X1 OSRAM | 4050300388458 |  | 515.3961 | 16621.5227 | уточнять доступность
XBO<= 450W | XBO 150W/1 10X1 OSRAM | 4050300508344 |  | 268.9989 | 8675.2145 | уточнять доступность
XBO<= 450W | XBO 150W/4 10X1 OSRAM | 4050300508382 |  | 479.6954 | 15470.1782 | уточнять доступность
XBO<= 450W | XBO 150W/CR OFR 10X1 OSRAM | 4050300508788 |  | 319.797 | 10313.4521 | уточнять доступность
XBO<= 450W | XBO R 180W/45 2X1 OSRAM | 4050300432175 |  | 527.9667 | 17026.9257 | уточнять доступность
XBO<= 450W | XBO R 180W/45 C OFR 2X1 OSRAM | 4050300432199 |  | 527.9667 | 17026.9257 | уточнять доступность
XBO<= 450W | XBO R 181W/45 C 2X1 OSRAM | 4050300450872 |  | 527.9667 | 17026.9257 | уточнять доступность
XBO<= 450W | XBO R 300W/60C 16V OFR 2X1 OSRAM | 4008321137722 |  | 741.6675 | 23918.7766 | уточнять доступность
HAL NON REFL | 62138 HLX 100W 12V G6,35 40X1 OSRAM | 4050300242958 |  | 4.6135 | 148.7843 | уточнять доступность
HAL NON REFL | 62139 HLX 150W 12V G6.35 40X1 OSRAM | 4008321746276 |  | 7.0369 | 226.9397 | уточнять доступность
HAL NON REFL | 64222 10W 6V PG22 30X1 OSRAM | 4050300327273 |  | 15.3429 | 494.81 | уточнять доступность
HAL NON REFL | 64223 10W 6V G4 40X1 OSRAM | 4008321107039 |  | 8.9941 | 290.0611 | уточнять доступность
HAL NON REFL | 64225 10W 6V G4 40X1 ESA OSRAM | 4050300006758 |  | 1.8238 | 58.8176 | уточнять доступность
HAL NON REFL | 64250 HLX 20W 6V G4 40X1 ESB OSRAM | 4050300012407 |  | 1.7142 | 55.2822 | уточнять доступность
HAL NON REFL | 64251 HLX-6 20W 6V PG22 30X1 OSRAM | 4050300338316 |  | 17.6389 | 568.8541 | уточнять доступность
HAL NON REFL | 64258 20W 12V G4 40X1 OSRAM | 4050300285153 |  | 15.3429 | 494.81 | уточнять доступность
HAL NON REFL | 64258-J 20W 12V G4 40X1 JPN OSRAM | 4008321644794 |  | 17.5989 | 567.5642 | уточнять доступность
HAL NON REFL | 64259 20W 12V G4 40x1 OSRAM | 4008321352569 |  | 17.5989 | 567.5642 | уточнять доступность
HAL NON REFL | 64260 30W 12VPG22 30X1 OSRAM | 4050300099798 |  | 13.9674 | 450.4478 | уточнять доступность
HAL NON REFL | 64261 30W 12V G6,35 40X1 OSRAM | 4050300220529 |  | 9.7137 | 313.2659 | уточнять доступность
HAL NON REFL | 64265 HLX 30W 6V G4 40X1 OSRAM | 4008321107053 |  | 8.4439 | 272.3162 | уточнять доступность
HAL NON REFL | 64275 35W 6V G4 40X1 OSRAM | 4050300258690 |  | 4.7404 | 152.8792 | уточнять доступность
HAL NON REFL | 64291 XIR UVS 40W 22,8V G6,35 40X1 OSRAM | 4008321330550 |  | 22.4959 | 725.4939 | уточнять доступность
HAL NON REFL | 64292 XIR UVS 150W 22,8V G6,35 40X1 OSRAM | 4008321330598 |  | 36.5691 | 1179.3542 | уточнять доступность
HAL NON REFL | 64602 50W 12V G6,35 40X1 OSRAM | 4008321107077 |  | 6.6451 | 214.3039 | уточнять доступность
HAL NON REFL | 64609 HLX 50W 12V PG22 30X1 OSRAM | 4050300246253 |  | 14.6832 | 473.5332 | уточнять доступность
HAL NON REFL | 64610 HLX 50W 12V G6,35 40X1 BRL OSRAM | 4050300006697 |  | 1.9681 | 63.4722 | уточнять доступность
HAL NON REFL | 64610 HLX 50W 12V G6,35 VS250 BRL OSRAM | 4050300021058 |  | 1.9681 | 63.4722 | уточнять доступность
HAL NON REFL | 64611 HLX 50W 12V G6,35 40X1 OSRAM | 4008321107091 |  | 4.9944 | 161.0692 | уточнять доступность
HAL NON REFL | 64621 HLX 100W 12V PG22 30X1 OSRAM | 4050300535531 |  | 16.8447 | 543.24 | уточнять доступность
HAL NON REFL | 64623 HLX 100W 12V GY6,35 40X1 EVA OSRAM | 4050300012018 |  | 3.9151 | 126.2619 | уточнять доступность
HAL NON REFL | 64623 HLX 100W 12V GY6,35 10X100 EVA OSRAM | 4008321037213 |  | 3.9151 | 126.2619 | уточнять доступность
HAL NON REFL | 64625 HLX 100W 12V GY6,35 40X1 FCR OSRAM | 4050300006703 |  | 1.947 | 62.7897 | уточнять доступность
HAL NON REFL | 64626 HLX EHE 100W 12V PG22 30X1 OSRAM | 4050300006765 |  | 13.9249 | 449.0787 | уточнять доступность
HAL NON REFL | 64628 FDT 100W 12V GY9,5 12X1 OSRAM | 4008321099549 |  | 10.1158 | 326.2334 | уточнять доступность
HAL NON REFL | 64633 HLX 150W 15V G6,35 40X1 BRJ OSRAM | 4050300006710 |  | 2.7511 | 88.7246 | уточнять доступность
HAL NON REFL | 64638 HLX 100W 24V G6,35 40X1 OSRAM | 4050300283050 |  | 8.5709 | 276.4111 | уточнять доступность
HAL NON REFL | 64640 HLX 150W 24V G6,35 40X1 FCS OSRAM | 4050300006727 |  | 1.7142 | 55.2822 | уточнять доступность
HAL NON REFL | 64641 HLX 150W 24V G6,35 40X1 OSRAM | 4050300048260 |  | 8.0231 | 258.7463 | уточнять доступность
HAL NON REFL | 64642 HLX 150W 24V G6,35 40X1 FDV OSRAM | 4050300012025 |  | 3.396 | 109.5223 | уточнять доступность
HAL NON REFL | 64643 FDS 150W 24V GY9,5 12X1 OSRAM | 4008321099648 |  | 9.9041 | 319.4084 | уточнять доступность
HAL NON REFL | 64647 120W 24V G6,35 40X1 OSRAM | 4008321107114 |  | 7.1742 | 231.3664 | уточнять доступность
HAL NON REFL | 64650 50W 22,8V G6,35 40X1 OSRAM | 4008321107138 |  | 11.2585 | 363.0882 | уточнять доступность
HAL NON REFL | 64654 HLX 250W 24V GY9,5 12X1 SEL OSRAM | 4008321241399 |  | 11.5125 | 371.2782 | уточнять доступность
HAL NON REFL | 64655 HLX 250W 24V G6,35 40X1 EHJ OSRAM | 4050300006734 |  | 1.4602 | 47.0923 | уточнять доступность
HAL NON REFL | 64656 HLX 275W 24V G6,35 40X1 FNT OSRAM | 4050300023120 |  | 3.7035 | 119.4369 | уточнять доступность
HAL NON REFL | 64657 HLX 250W 24V G6,35 40X1 EVC OSRAM | 4050300012001 |  | 2.5607 | 82.5821 | уточнять доступность
HAL NON REFL | 64663 HLX 400W 36V G6,35 40X1 EVD OSRAM | 4050300006741 |  | 5.079 | 163.7992 | уточнять доступность
HAL NON REFL | 64664 HLX 400W 36V G6,35 40X1 OSRAM | 4008321241474 |  | 10.1158 | 326.2334 | уточнять доступность
HAL NON REFL | 64665 HLX 400W 36V G6.35 40X1 OSRAM | 4008321833815 |  | 12.6553 | 408.133 | уточнять доступность
HAL NON REFL | 64668 XIR 80W 22,8V G6,35 40x1 OSRAM | 4008321331182 |  | 28.5061 | 919.3229 | уточнять доступность
HAL REFL | 64255 20W 8V G4 20X1 OSRAM | 4050300006833 |  | 14.8637 | 479.3554 | уточнять доступность
HAL REFL | 64607 EFM 50W 8V GZ6,35 20X1 OSRAM | 4050300006789 |  | 9.0788 | 292.7911 | уточнять доступность
HAL REFL | 64613 75W 12V G5,3 20X1 OSRAM | 4050300241012 |  | 16.6127 | 535.7598 | уточнять доступность
HAL REFL | 64615 HLX EFN 75W 12V GZ6,35 20X1 OSRAM | 4050300006796 |  | 7.936 | 255.9362 | уточнять доступность
HAL REFL | 64617 75W 12V G5,3 20X1 OSRAM | 4050300231211 |  | 11.3362 | 365.5924 | уточнять доступность
HAL REFL | 64617 S 75W 12V G5,3 20X1 OSRAM | 4050300461106 |  | 11.3362 | 365.5924 | уточнять доступность
HAL REFL | 64620 EFR-5 150W 15V PT GZ6,35 20X1 OSRAM | 4050300797397 |  | 10.8565 | 350.1208 | уточнять доступность
HAL REFL | 64624 100W 12V G5,3 20X1 OSRAM | 4050300013916 |  | 16.6339 | 536.4423 | уточнять доступность
HAL REFL | 64627 HLX EFP 100W 12V GZ6,35 20X1 OSRAM | 4050300006802 |  | 6.0116 | 193.8748 | уточнять доступность
HAL REFL | 64629 100W 12V GZ6,35 20X1 OSRAM | 4050300943169 |  | 10.7506 | 346.7083 | уточнять доступность
HAL REFL | 64634 HLX EFR 150W 15V GZ6,35PT 20X1 OSRAM | 4050300006819 |  | 5.5307 | 178.3648 | уточнять доступность
HAL REFL | 64635 HLX 150W 15V GZ6,35 20X1 OSRAM | 4050300238807 |  | 49.0255 | 1581.0717 | уточнять доступность
HAL REFL | 64637 100W 12V GZ6,35 20X1 OSRAM | 4008321352071 |  | 14.2048 | 458.1054 | уточнять доступность
HAL REFL | 64653 HLX ELC 250W 24V GX5,3 20X1 OSRAM | 4052899329348 |  | 6.3911 | 206.114
HAL REFL | 64659 ELC-10 250W 24V GX5,3 20X1 OSRAM | 4008321197795 |  | 17.2552 | 556.4804 | уточнять доступность
HAL REFL | 93506 ENH 250W 120VGY5,3 24X1 54986 OSRAM | 4050300349930 |  | 8.5074 | 274.3636 | уточнять доступность
HAL REFL | 93518 ELH 300W 120VGY5,3 24X1 54776 OSRAM | 4050300350059 |  | 12.2955 | 396.5305 | уточнять доступность
HAL REFL | 93637 EJV 150W 21V GX5,3 24X1 5 4732 OSRAM | 4050300350097 |  | 19.4273 | 626.5319 | уточнять доступность
HAL REFL | 93638 EKE 150W 21V GX5,3 24X1 OSRAM | 4050300456843 |  | 14.9638 | 482.582 | уточнять доступность
HAL REFL | 93653 ELC/3 250W 24V GX5,3 24X1 OSRAM | 4050300636450 |  | 12.6553 | 408.133 | уточнять доступность
UV HP TEC LPS | SUPRATEC HTC 400-241 230V R7S 25X1 OSRAM | 4008321694676 |  | 33.2646 | 1072.7823 | уточнять доступность
UV HP TEC LPS | SUPRATEC HTC 1000-241 230VKY10S25X1OSRAM | 4008321694690 |  | 122.5256 | 3951.4507 | уточнять доступность
UV HP TEC LPS | SUPRATEC HTT 150-211 | 4008321912848 |  | 68.8757 | 2221.2399 | уточнять доступность
UV HP TEC LPS | ULTRA-VITALUX | 4008321543929 |  | 49.7958 | 1605.9145 | уточнять доступность
SICCA/THERA | THERA PAR38 Red 150W 240V | 4008321392213 |  | 11.1095 | 358.2806 | уточнять доступность
AIRPORT-LPS | 58750 200W GY9,5 12X1 OSRAM | 4008321100160 |  | 15.1135 | 487.4118 | уточнять доступность
AIRPORT-LPS | 64311 36W 6A G6,35 40X1 OSRAM | 4008321106346 |  | 9.0485 | 291.8151 | уточнять доступность
AIRPORT-LPS | 64317 C 45-15 PK30D 100X1 OSRAM | 4008321345493 |  | 16.1408 | 520.5402 | уточнять доступность
AIRPORT-LPS | 64317 IRC-C 45-30 PK30D 100X1 OSRAM | 4008321340139 |  | 25.6784 | 828.1277 | уточнять доступность
AIRPORT-LPS | 64318 A 45-15 PK30D 100X1 OSRAM | 4008321345516 |  | 17.1189 | 552.0852 | уточнять доступность
AIRPORT-LPS | 64318 Z/C 45-15 PK30D 100X1 OSRAM | 4008321345530 |  | 17.1189 | 552.0852 | уточнять доступность
AIRPORT-LPS | 64319 A 45-15 PK30D 100X1 OSRAM | 4008321345554 |  | 17.1189 | 552.0852 | уточнять доступность
AIRPORT-LPS | 64319 Z/C 45-15 PK30D 100X1 OSRAM | 4008321345578 |  | 17.1189 | 552.0852 | уточнять доступность
AIRPORT-LPS | 64319 IRC-A 45-30 100x1 OSRAM | 4008321340153 |  | 25.6784 | 828.1277 | уточнять доступность
AIRPORT-LPS | 64320 45W GZ9,5 12X1 OSRAM | 4008321100122 |  | 11.7876 | 380.1506 | уточнять доступность
AIRPORT-LPS | 64321 45W G6,35 40X1 OSRAM | 4008321106360 |  | 8.8773 | 286.2937 | уточнять доступность
AIRPORT-LPS | 64322 30W GZ9,5 12X1 OSRAM | 4008321100146 |  | 12.5945 | 406.1742 | уточнять доступность
AIRPORT-LPS | 64328 HLX-A 65-15 PK30D 100X1 OSRAM | 4008321345592 |  | 16.0185 | 516.5953 | уточнять доступность
AIRPORT-LPS | 64328 HLX -Z 65-15 PK30D 100X1 OSRAM | 4008321345615 |  | 16.3637 | 527.7309 | уточнять доступность
AIRPORT-LPS | 64331 FL-A 30-10 20x1 OSRAM | 4008321229564 |  | 42.7973 | 1380.2129 | уточнять доступность
AIRPORT-LPS | 64331 FL-AC 30-10 20x1 OSRAM | 4008321102584 |  | 42.7973 | 1380.2129 | уточнять доступность
AIRPORT-LPS | 64331 SP-A 30-10 20x1 OSRAM | 4008321102560 |  | 17.1189 | 552.0852 | уточнять доступность
AIRPORT-LPS | 64333 A 40-15 20x1 OSRAM | 4008321166340 |  | 18.3417 | 591.5198 | уточнять доступность
AIRPORT-LPS | 64333 B 40-15 20x1 OSRAM | 4008321104731 |  | 18.3417 | 591.5198 | уточнять доступность
AIRPORT-LPS | 64333 C 40-15 20x1 OSRAM | 4008321104885 |  | 18.3417 | 591.5198 | уточнять доступность
AIRPORT-LPS | 64336 A 62-15 20X1 OSRAM | 4008321186713 |  | 19.5645 | 630.9545 | уточнять доступность
AIRPORT-LPS | 64337 A 45-15 20x1 OSRAM | 4008321102515 |  | 16.3852 | 528.423 | уточнять доступность
AIRPORT-LPS | 64337 B 45-15 20x1 OSRAM | 4008321104700 |  | 16.3852 | 528.423 | уточнять доступность
AIRPORT-LPS | 64337 IRC-C 48W-30 20X1 OSRAM | 4008321341198 |  | 25.6784 | 828.1277 | уточнять доступность
AIRPORT-LPS | 64337 A 48-15 20x1 OSRAM | 4008321102737 |  | 16.3852 | 528.423 | уточнять доступность
AIRPORT-LPS | 64337 B 48-15 20x1 OSRAM | 4008321105226 |  | 16.3852 | 528.423 | уточнять доступность
AIRPORT-LPS | 64337 C 48-15 20x1 OSRAM | 4008321105240 |  | 16.3852 | 528.423 | уточнять доступность
AIRPORT-LPS | 64337 IRC-A 48-30 20x1 OSRAM | 4008321341174 |  | 25.6784 | 828.1277 | уточнять доступность
AIRPORT-LPS | 64338 AC 48-10 20x1 OSRAM | 4008321105301 |  | 20.7873 | 670.3891 | уточнять доступность
AIRPORT-LPS | 64339 A 105-10 20x1 OSRAM | 4008321101600 |  | 18.3906 | 593.0964 | уточнять доступность
AIRPORT-LPS | 64339 AC 105-10 20x1 OSRAM | 4008321105424 |  | 28.613 | 922.7696 | уточнять доступность
AIRPORT-LPS | 64339 B 105-10 20x1 OSRAM | 4008321105462 |  | 18.9042 | 609.6606 | уточнять доступность
AIRPORT-LPS | 64339 C 105-10 20x1 OSRAM | 4008321105486 |  | 18.3906 | 593.0964 | уточнять доступность
AIRPORT-LPS | 64340 100W R7S-15 25X1 OSRAM | 4050300017266 |  | 24.3822 | 786.3248 | уточнять доступность
AIRPORT-LPS | 64341 HLX-A 100-15 PK30D 100X1 OSRAM | 4008321345639 |  | 17.1189 | 552.0852 | уточнять доступность
AIRPORT-LPS | 64341 HLX-Z/C 100-15 PK30D 100X1 OSRAM | 4008321345653 |  | 17.1189 | 552.0852 | уточнять доступность
AIRPORT-LPS | 64342 HLX-C 100-15 PK30D 100X1 OSRAM | 4008321345677 |  | 17.1189 | 552.0852 | уточнять доступность
AIRPORT-LPS | 64346 100W G6,35 40X1 OSRAM | 4008321106384 |  | 10.6383 | 343.0842 | уточнять доступность
AIRPORT-LPS | 64354 150W GY9,5 12X1 OSRAM | 4008321100207 |  | 13.8658 | 447.1718 | уточнять доступность
AIRPORT-LPS | 64361 HLX-A 150-15 PK30D 100X1 OSRAM | 4008321345691 |  | 17.1189 | 552.0852 | уточнять доступность
AIRPORT-LPS | 64361 HLX-Z/C 150-15 PK30D 100X1 OSRAM | 4008321345714 |  | 17.1189 | 552.0852 | уточнять доступность
AIRPORT-LPS | 64380 200W R7S-18 25X1 OSRAM | 4050300209944 |  | 25.6784 | 828.1277 | уточнять доступность
AIRPORT-LPS | 64382 HLX-A 200-15 PK30D 100X1 OSRAM | 4008321345738 |  | 17.1189 | 552.0852 | уточнять доступность
AIRPORT-LPS | 64382 HLX-C 200-15 PK30D 100X1 OSRAM | 4008321345752 |  | 17.1189 | 552.0852 | уточнять доступность
AIRPORT-LPS | 64386 200W G6,35 40X1 OSRAM | 4008321106407 |  | 11.3474 | 365.9547 | уточнять доступность
OPTOELEKTRONIC | 8022 50W 12V BA20D 100X1 OSRAM | 4050300206677 |  | 21.9442 | 707.7012 | уточнять доступность
OPTOELEKTRONIC | 8013 10W 6V BA15D 100X1 OSRAM | 4050300206356 |  | 19.2043 | 619.3384 | уточнять доступность
OPTOELEKTRONIC | 8017 15W 6V B15D 100X1 OSRAM | 4050300017327 |  | 23.2455 | 749.6679 | уточнять доступность
OPTOELEKTRONIC | 8018 15W 6V B15D 100X1 OSRAM | 4050300206417 |  | 21.3347 | 688.0453 | уточнять доступность
OPTOELEKTRONIC | 8024 40W 12V BA20D 100X1 OSRAM | 4050300013817 |  | 19.2043 | 619.3384 | уточнять доступность
OPTOELEKTRONIC | 8100 5A 6V E14 100X1 OSRAM | 4050300342122 |  | 16.4644 | 530.9755 | уточнять доступность
OPTOELEKTRONIC | WI 17/G 16A 9V E27 1X1 OSRAM | 4050300209104 |  | 4520.1628 | 145775.2517 | уточнять доступность
OPTOELEKTRONIC | WI 40/G 6A 31V E27 1X1 OSRAM | 4050300206783 |  | 1952.3687 | 62963.8895 | уточнять доступность
OPTOELEKTRONIC | WI 41/G 6A 31V E27 1X1 OSRAM | 4050300206806 |  | 2905.819 | 93712.6623 | уточнять доступность
OPTOELEKTRONIC | CD/10 1A PICO SPEKTRAL 1X1 OSRAM | 4050300210353 |  | 352.9834 | 11383.716 | уточнять доступность
OPTOELEKTRONIC | HE/10 1A PICO SPEKTRAL 1X1 OSRAM | 4050300212258 |  | 745.4615 | 24041.1346 | уточнять доступность
OPTOELEKTRONIC | HG CD/10 1A PICO SPEKTRAL 1X1 OSRAM | 4050300211459 |  | 283.8678 | 9154.7367 | уточнять доступность
OPTOELEKTRONIC | HG/100 0,6-1A PICO SPEKTRAL 1X1 OSRAM | 4050300231310 |  | 311.0204 | 10030.4071 | уточнять доступность
OPTOELEKTRONIC | NA/10 1A PICO SPEKTRAL 1X1 OSRAM | 4008321417800 |  | 611.4266 | 19718.5081 | уточнять доступность
OPTOELEKTRONIC | NE/10 1A PICO SPEKTRAL 1X1 OSRAM | 4050300212210 |  | 745.4615 | 24041.1346 | уточнять доступность
OPTOELEKTRONIC | TL/10 1A PICO SPEKTRAL 1X1 OSRAM | 4050300211435 |  | 935.5295 | 30170.8278 | уточнять доступность
OPTOELEKTRONIC | ZN/10 1A PICO SPEKTRAL 1X1 OSRAM | 4050300212234 |  | 352.9834 | 11383.716 | уточнять доступность
Xeradex DO | XERADEX L40/120/SB-S46/85 | 4008321190994 |  | 10712.467 | 345477.0593 | уточнять доступность
Xeradex DO | XERADEX L40/120/SB-SX48/KF50 | 4008321191014 |  | 10712.467 | 345477.0593 | уточнять доступность
Xeradex DO | XERADEX L40/120/SB-SX48/KF50-HV | 4008321211255 |  | 12580.9205 | 405734.6859 | уточнять доступность
Xeradex DO | XERADEX L40/175/SB-S46/85 | 4008321191038 |  | 11086.1577 | 357528.5846 | уточнять доступность
Xeradex DO | XERADEX L40/175/SB-S45/95 | 4008321191052 |  | 11086.1577 | 357528.5846 | уточнять доступность
Xeradex DO | XERADEX L40/175/SB-SX48/KF50HV | 4008321243713 |  | 12954.6112 | 417786.2112 | уточнять доступность
Xeradex DO | XERADEX L40/375/DB-AZ48/90 | 4008321939289 |  | 12580.9205 | 405734.6859 | уточнять доступность
Xeradex DO | XERADEX L40/620/DB-AZ48/90 | 4008321939296 |  | 16193.264 | 522232.764 | уточнять доступность
Xeradex DO | XERADEX L40/910/DB-AZ48/90 | 4008321939302 |  | 19681.0439 | 634713.6671 | уточнять доступность
Xeradex DO | XTU 70 | 4008321216328 |  | 17688.0268 | 570438.8653 | уточнять доступность
Xeradex DO | XIS 170 | 4008321158253 |  | 74738.1415 | 2410305.0648 | уточнять доступность
Xeradex DO | DBD 20/110-240 | 4050300939469 |  | 2366.7078 | 76326.3271 | уточнять доступность
Xeradex DO | DBD 300/100-240 DIM | 4008321939357 |  | 7917.0113 | 255323.6155 | уточнять доступность
Xeradex DO | RXC 1200 | 4008321244772 |  | 10961.5941 | 353511.4095 | уточнять доступность
Xeradex DO | RXC 1400 | 4008321244789 |  | 7485.242 | 241399.0547 | уточнять доступность
Xeradex DO | RXC 1600 | 4008321244796 |  | 7828.0775 | 252455.4999 | уточнять доступность
IR/RTP LAMPS | 64743 HT (FEL) 1000W 120V G9,5 12X1 OSRAM | 4050300506531 |  | 25.8955 | 835.1302 | уточнять доступность
IR/RTP LAMPS | ITT 200/235-0170 | 4008321203472 |  | 15.3366 | 494.6043 | уточнять доступность
IR/RTP LAMPS | ITT 350/235-0170 | 4008321204219 |  | 15.3366 | 494.6043 | уточнять доступность
IR/RTP LAMPS | ITT 500/235-0170 K | 4008321206701 |  | 28.4222 | 916.6162 | уточнять доступность
IR/RTP LAMPS | ITT 500/235-0170 | 4008321203519 |  | 19.1796 | 618.5418 | уточнять доступность
IR/RTP LAMPS | ITT 500/235-0870 | 4008321206299 |  | 28.6173 | 922.9087 | уточнять доступность
IR/RTP LAMPS | ITT 500/235-08X0 12X1 | 4008321555090 |  | 40.4101 | 1303.2273 | уточнять доступность
IR/RTP LAMPS | ITT 700/235-0170 K | 4008321203533 |  | 21.4811 | 692.7668 | уточнять доступность
IR/RTP LAMPS | ITT 1000/235-0170 | 4008321203557 |  | 31.8411 | 1026.876 | уточнять доступность
IR/RTP LAMPS | ITT 1000/235-01X0 12X1 | 4008321555076 |  | 21.4177 | 690.7207 | уточнять доступность
IR/RTP LAMPS | ITT 1000/235-08X0 12x1 | 4008321555113 |  | 46.4256 | 1497.227 | уточнять доступность
IR/RTP LAMPS | ITT 1000/235-0826 S | 4008321206275 |  | 41.9168 | 1351.8163 | уточнять доступность
IR/RTP LAMPS | ITT 1200/235-0826 | 4008321206374 |  | 48.5819 | 1566.7666 | уточнять доступность
IR/RTP LAMPS | ITT 1600/235-0826 | 4008321206398 |  | 56.9581 | 1836.8988 | уточнять доступность
IR/RTP LAMPS | ITT 2000/235-01Y0 K 12X1 | 4008321555137 |  | 64.9959 | 2096.1177 | уточнять доступность
IR/RTP LAMPS | ITT 2000/235-0826 K / S | 4008321206350 |  | 52.8398 | 1704.0826 | уточнять доступность
IR/RTP LAMPS | ITT 2000/235-0826 K / S 600CL | 4008321259790 |  | 54.5669 | 1759.7836 | уточнять доступность
IR/RTP LAMPS | ITT 2200/235-0102 12X1 | 4008321555175 |  | 52.4424 | 1691.2676 | уточнять доступность
IR/RTP LAMPS | ITT 2000W 400V-01X0 S | 4008321645890 |  | 52.6503 | 1697.9737 | уточнять доступность
IR/RTP LAMPS | ITT 2500/400-0826 K | 4008321206336 |  | 42.4793 | 1369.956 | уточнять доступность
IR/RTP LAMPS | ITT 2500W 400V-0828 M/PH | 4008321676610 |  | 42.4793 | 1369.956 | уточнять доступность
IR/RTP LAMPS | ITT 2500/400-0838 M/PH | 4008321756985 |  | 44.4448 | 1433.3453 | уточнять доступность
IR/RTP LAMPS | ITT 3000/235-01Y0 K 12X1 | 4008321555199 |  | 66.8529 | 2156.0068 | уточнять доступность
IR/RTP LAMPS | ITT 3000/235-0102 K | 4008321387127 |  | 63.5394 | 2049.1455 | уточнять доступность
IR/RTP LAMPS | ITT 3000/400-0102 K | 4008321507174 |  | 63.5394 | 2049.1455 | уточнять доступность
IR/RTP LAMPS | ITT 3000/400-01X0 S | 4008321645876 |  | 67.2489 | 2168.7755 | уточнять доступность
IR/RTP LAMPS | ITT 3000/235-01Y0 Z/K | 4008321206725 |  | 65.4803 | 2111.7403 | уточнять доступность
IR/RTP LAMPS | ITT 3000/400-0826 K | 4008321206312 |  | 42.4793 | 1369.956 | уточнять доступность
IR/RTP LAMPS | ITT 3000W 400V-0828 M/PH | 4008321676634 |  | 42.5758 | 1373.0682 | уточнять доступность
IR/RTP LAMPS | ITT 3000/400-0838 M/PH | 4008321757005 |  | 45.6828 | 1473.2713 | уточнять доступность
IR/RTP LAMPS | ITT 3300/235-01Y0 Z/K | 4008321819123 |  | 73.043 | 2355.6371 | уточнять доступность
IR/RTP LAMPS | RUBYSTAR 500/235-0028 S | 4008321739964 |  | 43.3306 | 1397.4118 | уточнять доступность
IR/RTP LAMPS | RUBYSTAR 1000/235-0028 S | 4008321817747 |  | 52.3681 | 1688.872 | уточнять доступность
IR/RTP LAMPS | RubyStar 1200/235-0026 / PH | 4008321204233 |  | 50.2825 | 1621.6103 | уточнять доступность
IR/RTP LAMPS | RubyStar 1300/235-0070 | 4008321203618 |  | 47.8136 | 1541.9874 | уточнять доступность
IR/RTP LAMPS | RUBYSTAR 2000/235-0028 S | 4008321196675 |  | 53.6391 | 1729.8615 | уточнять доступность
IR/RTP LAMPS | 54555 1000W 120V C G9,5 12X1 OSRAM | 4008321216304 |  | 27.2364 | 878.3732 | уточнять доступность
PURITEC LPS | HNS S 5W G23 | 4008321229946 |  | 5.0198 | 161.8878 | уточнять доступность
PURITEC LPS | HNS S 7W G23 | 4050300941202 |  | 5.3443 | 172.3547 | уточнять доступность
PURITEC LPS | HNS S 9W G23 | 4050300941226 |  | 5.7122 | 184.2172 | уточнять доступность
PURITEC LPS | HNS S 11W G23 | 4050300941240 |  | 6.9694 | 224.7626 | уточнять доступность
PURITEC LPS | HNS S/E 7W 2G7 | 4008321383891 |  | 5.5173 | 177.9327 | уточнять доступность
PURITEC LPS | HNS S/E 9W 2G7 | 4008321384911 |  | 5.882 | 189.6941 | уточнять доступность
PURITEC LPS | HNS S/E 11W 2G7 | 4008321384935 |  | 6.7939 | 219.1043 | уточнять доступность
PURITEC LPS | HNS L 18W 2G11 | 4008321220431 |  | 10.2907 | 331.8767 | уточнять доступность
PURITEC LPS | HNS L 24W 2G11 | 4008321220561 |  | 12.1964 | 393.3346 | уточнять доступность
PURITEC LPS | HNS L 36W 2G11 | 4008321220684 |  | 14.3487 | 462.7466 | уточнять доступность
PURITEC LPS | HNS 4W G5 25X1 OSRAM | 4008321378316 |  | 3.0557 | 98.5479 | уточнять доступность
PURITEC LPS | HNS 6W G5 25X1 OSRAM | 4008321378330 |  | 3.5141 | 113.3301 | уточнять доступность
PURITEC LPS | HNS 8W G5 25X1 OSRAM | 4008321378385 |  | 4.1471 | 133.7436
PURITEC LPS | HNS 11W G5 25X1 OSRAM | 4008321468796 |  | 5.5629 | 179.4045 | уточнять доступность
PURITEC LPS | HNS 16W G5 25X1 OSRAM | 4008321620774 |  | 6.1115 | 197.0958 | уточнять доступность
PURITEC LPS | HNS 15W G13 | 4008321770271 |  | 5.7617 | 185.8161
PURITEC LPS | HNS 25W G13 20X1 OSRAM | 4052899469594 |  | 7.9111 | 255.1343 | уточнять доступность
PURITEC LPS | HNS 30W G13 | 4008321770301 |  | 9.0076 | 290.4946
PURITEC LPS | HNS 36W G13 25X1 | 4052899084018 |  | 12.9731 | 418.3811
PURITEC LPS | HNS 55W G13 25X1 OSRAM | 4052899083936 |  | 12.4936 | 402.9177 | уточнять доступность
UVA LP | DULUX S BLUE UVA 7W/78 | 4052899125094 | CAN | 4.1011 | 132.2611 | уточнять доступность
UVA LP | DULUX S BLUE UVA 9W/78 | 4008321198938 |  | 5.0283 | 162.1612 | уточнять доступность
UVA LP | DULUX L BLUE UVA 18W/78 | 4008321198990 |  | 15.0848 | 486.4836 | уточнять доступность
UVA LP | DULUX S BLUE 9W/71 | 4008321198860 |  | 6.5367 | 210.8096 | уточнять доступность
UVA LP | DULUX L BLUE 18W/71 | 4008321198884 |  | 13.3249 | 429.7272 | уточнять доступность
UVA LP | L BLUE 18W/71 10X1 OSRAM | 4008321710567 |  | 8.5465 | 275.6249 | уточнять доступность
UVA LP | L BL UVA 18W/78 | 4008321880468 |  | 5.1052 | 164.6435 | уточнять доступность
UVA LP | L BL UVA 15W/78 G13 20X1 | 4008321880482 |  | 5.0084 | 161.5223 | уточнять доступность
HAL NON REFL | 64258-C 20W 12V G4 40X1 OSRAM | 4052899152717 |  | 16.9802 | 547.6113 | уточнять доступность
HAL REFL | 64619 EPX 90W 14,5V GX5,3 50X1 OSRAM | 4050300017273 |  | 18.7267 | 603.937 | уточнять доступность
UV HP TEC LPS | SUPRATEC HTC 2000-349 400VKY10S10X1OSRAM | 4008321739704 |  | 122.1166 | 3938.259 | уточнять доступность
AIRPORT-LPS | 64331 SP-D 32W-10 20X1 OSRAM | 4008321810861 |  | 16.3016 | 525.7263 | уточнять доступность
Xeradex DO | XERADEX L40/910/DB-SH48/90 | 4008321880178 |  | 15997.9355 | 515933.4194 | уточнять доступность
Xeradex DO | XERADEX L40/1800/DB-SH48/90 | 4008321880185 |  | 21757.1923 | 701669.4503 | уточнять доступность
IR | ITT 300/235V-0170 | 4052899909274 |  | 8.4053 | 271.0714 | уточнять доступность
IR | BLACKSTAR 1500/235-0938 S/IP new | 4008321875105 |  | 56.8247 | 1832.5955 | уточнять доступность
IR | RUBYSTAR 1100/235-0028 L/S 1000CL | 4008321780881 |  | 66.5322 | 2145.6639 | уточнять доступность
PURITEC LPS | HNS S 13W GX23 | 4052899040410 |  | 6.9651 | 224.6259 | уточнять доступность
PURITEC LPS | HNS L 55W 2G11 | 4052899012394 |  | 15.1106 | 487.3164 | уточнять доступность
PURITEC LPS | HNS L 60W 2G11 | 4052899012462 |  | 17.9866 | 580.0671 | уточнять доступность
PURITEC LPS | HNS L 95W 2G11 | 4052899012509 |  | 26.8656 | 866.4144 | уточнять доступность
UVA LP | DuluX S BL UVA 11W/78 G23 10X1 | 4052899037885 |  | 4.5972 | 148.2612 | уточнять доступность
UVA LP | DuluX L BL UVA 24W/78 2G11 10X1 | 4052899037984 |  | 5.9323 | 191.3179 | уточнять доступность
UVA LP | DULUX L BLUE UVA 36W/78 2G11 10x1 | 4008321875303 |  | 6.1716 | 199.0356 | уточнять доступность
UVA LP | DuluX L BL UVA 55W/78 2G11 10X1 | 4008321894618 |  | 6.5873 | 212.4401 | уточнять доступность
UVA LP | L BL UVA 8W/78 G5 25X1 | 4052899077355 |  | 3.7282 | 120.2338 | уточнять доступность
UVA LP | L BL UVA 15W/78 G5 25X1 | 4052899077386 |  | 4.4839 | 144.6055 | уточнять доступность
SSL ENT | KREIOS G1 WT 100-240V 5X1 OSRAM | 4008321676146 |  | 440.832 | 14216.832 | уточнять доступность
SSL ENT | KREIOS G1 BK 100-240V 5X1 OSRAM | 4008321676160 |  | 440.832 | 14216.832 | уточнять доступность
SSL ENT | KREIOS G1 ACCES C-CLAMP BRACK 10X1 OSRAM | 4052899173040 |  | 9.7963 | 315.9296 | уточнять доступность
SSL ENT | KREIOS G1 ACCESSORY 24° LENS 10X1 OSRAM | 4008321832870 |  | 35.5115 | 1145.2448 | уточнять доступность
SSL ENT | KREIOS G1 ACCESSORY SHUTTER 10X1 OSRAM | 4008321832917 |  | 23.2661 | 750.3328 | уточнять доступность
SSL ENT | KREIOS G1 ACCESSORY GEL HOLDER 10X1OSRAM | 4008321832894 |  | 14.6944 | 473.8944 | уточнять доступность
SSL ENT | KREIOS G1 ACCESSORY GOBO HOLDER 10X5 OSRAM | 4008321843913 |  | 15.9189 | 513.3856 | уточнять доступность
SSL ENT | KREIOS G1 ACCESSORY TRACK MOUNT EU 10X1OSRAM | 4008321832931 |  | 49.2262 | 1587.5462 | уточнять доступность
SSL ENT | KREIOS G1 ACCESSORY POWER CABLE 3M VS10OSRAM | 4008321843890 |  | 9.7963 | 315.9296 | уточнять доступность

## ПРА
2018-10-16 |  |  |  |  | 32.25
Product type | Product name | EAN 10 | Страна происхождения | Цена в евро | Цена, грн | Изменение | Примечание
QTP5 | QTP5 1X14-35/220-240 VS20 | 4008321329035 | CN | 10.201 | 328.981 | 0% | уточнять доступность
| QTP5 1X24-39/220-240 VS20 | 4008321329110 | CN | 10.201 | 328.981 | 0% | уточнять доступность
| QTP5 1X49/220-240 VS20 | 4008321329370 | CN | 10.201 | 328.981 | 0% | уточнять доступность
| QTP5 1X80/220-240 VS20 | 4008321329059 | CN | 11.8172 | 381.1052 | 0% | уточнять доступность
| QTP5 2X14-35/220-240 VS20 | 4008321329073 | CN | 12.2031 | 393.5511 | 0% | уточнять доступность
| QTP5 2X49/220-240 VS20 | 4008321329431 | CN | 12.4658 | 402.0218 | 0% | уточнять доступность
| QTP5 3x, 4x14/220-240 VS20 | 4008321484598 | CN | 12.7273 | 410.4553 | 0% | уточнять доступность
QTI | QT-FQ 2X80/220-240 VS20 | 4050300825564 | CN | 19.1831 | 618.6551 | 0% | уточнять доступность
| QTI 1X14/24/21/39/220-240 VS20 | 4008321383334 | CN | 15.2928 | 493.1928 | 0% | уточнять доступность
| QTI 1X28/35/49/54/220-240 VS20 | 4008321383358 | CN | 15.2928 | 493.1928 | 0% | уточнять доступность
| QTI 1X35/49/80/220-240 VS20 | 4008321383372 | CN | 15.2928 | 493.1928 | 0% | уточнять доступность
| QTI 2X14/24/21/39/220-240 VS20 | 4008321383396 | CN | 17.7327 | 571.8807 | 0% | уточнять доступность
| QTI 2X28/35/49/54/220-240 VS20 | 4008321383419 | CN | 17.7327 | 571.8807 | 0% | уточнять доступность
| QTi 2X35/49/80 GII | 4008321658951 | CN | 21.8419 | 704.4019 | 0% | уточнять доступность
| QTP-FC 1X55/230-240/S VS20 | 4008321537041 | CN | 18.8847 | 609.0327 | 0% | уточнять доступность
QUICKTRONIC PROFESSIONAL OPTIMAL | QTP-OPTIMAL 1X18-40 | 4008321873743 | CN | 9.1699 | 295.7299 | 0% | уточнять доступность
| QTP-OPTIMAL 1X54-58 | 4008321873729 | CN | 9.1699 | 295.7299 | 0% | уточнять доступность
| QTP-OPTIMAL 2X18-40 | 4008321873767 | CN | 11.2631 | 363.2351 | 0% | уточнять доступность
| QTP-OPTIMAL 2X54-58 | 4008321880253 | CN | 11.2631 | 363.2351 | 0% | уточнять доступность
QT-FIT8 | QT-FIT8 1X18/220-240 VS20 | 4008321294180 | CN | 8.2679 | 266.6399 | 0% | уточнять доступность
| QT-FIT8 1X36/220-240 VS20 | 4008321294203 | CN | 8.2679 | 266.6399 | 0% | уточнять доступность
| QT-FIT8 1X58-70/220-240 VS20 | 4008321294227 | CN | 8.2679 | 266.6399 | 0% | уточнять доступность
| QT-FIT8 2X18/220-240 VS20 | 4008321294241 | CN | 9.5697 | 308.6217 | 0% | уточнять доступность
| QT-FIT8 2X36/220-240 VS20 | 4008321294265 | CN | 9.5697 | 308.6217 | 0%
| QT-FIT8 2X58-70/220-240 VS20 | 4008321294289 | CN | 9.5697 | 308.6217 | 0%
| QT-FIT8 3X18,4X18/220-240 VS20 | 4008321294302 | CN | 10.4049 | 335.5569 | 0%
QTP8 | QTP8 1X18/230-240 VS20 | 4008321131584 | CN | 11.2735 | 363.5695 | 0% | уточнять доступность
| QTP8 1X36/230-240 VS20 | 4008321131621 | CN | 11.2735 | 363.5695 | 0% | уточнять доступность
| QTP8 2X18/230-240 VS20 | 4008321131607 | CN | 13.3056 | 429.1056 | 0% | уточнять доступность
| QTP8 2X36/230-240 VS20 | 4008321131645 | CN | 13.3056 | 429.1056 | 0% | уточнять доступность
| QTP8 2X58/230-240 VS20 | 4008321131683 | CN | 13.3056 | 429.1056 | 0% | уточнять доступность
| QTP8 3X18,4X18/230-240 VS20 | 4008321131706 | CN | 14.8781 | 479.8181 | 0% | уточнять доступность
QT T5, T8 & CFL | QTP-M 1X26-42/220-240 S VS20 | 4008321329134 | CN | 10.9371 | 352.7211 | 0% | уточнять доступность
| QTP-M 2X26-32/220-240 S VS20 | 4008321329158 | CN | 12.6328 | 407.4088 | 0% | уточнять доступность
| QT-M 2X26-42/220-240 S VS20 | 4008321110022 | CN | 21.4595 | 692.0675 | 0% | уточнять доступность
| QTP-D/E 1X10-13/220-240 VS20 | 4008321181572 | CN | 11.4854 | 370.4054 | 0% | уточнять доступность
| QTP-D/E 2X10-13/220-240 VS20 | 4008321181596 | CN | 13.377 | 431.409 | 0% | уточнять доступность
| QTP-T/E 1/2X18/220-240 VS20 | 4008321537065 | CN | 11.0166 | 355.2846 | 0% | уточнять доступность
| QTP-T/E 1X26-42,2X26/220-240 VS20 | 4008321537089 | CN | 11.3265 | 365.2785 | 0% | уточнять доступность
| QTP-DL 1X18-24/220-240 VS20 | 4008321117861 | CN | 12.5222 | 403.8422 | 0% | уточнять доступность
| QTP-DL 1X36-40/220-240 VS20 | 4008321117908 | CN | 12.8794 | 415.3594 | 0% | уточнять доступность
| QTP-DL 1X55/220-240 VS20 | 4008321390158 | CN | 12.8794 | 415.3594 | 0% | уточнять доступность
| QTP-DL 2X18-24/220-240 VS20 | 4008321117885 | CN | 15.0728 | 486.0968 | 0% | уточнять доступность
| QTP-DL 2X36-40/220-240 VS20 | 4008321117922 | CN | 15.0728 | 486.0968 | 0% | уточнять доступность
| QTP-DL 2X55/220-240 VS20 | 4008321390172 | CN | 15.0728 | 486.0968 | 0% | уточнять доступность
| QT-ECO 1X4-16/220-240 S VS50 | 4050300638584 | CN | 7.1055 | 229.1535 | 0% | уточнять доступность
| QT-ECO 1X4-16/220-240 L VS50 | 4050300660370 | CN | 7.1055 | 229.1535 | 0% | уточнять доступность
| QT-ECO 1X18-24/220-240 S VS50 | 4050300638560 | CN | 7.1055 | 229.1535 | 0% | уточнять доступность
| QT-ECO 1X18-24/220-240 L VS50 | 4050300660417 | CN | 7.1055 | 229.1535 | 0% | уточнять доступность
| QT-ECO 1X18-21/220-240 S VS50 | 4050300794907 | CN | 7.1055 | 229.1535 | 0% | уточнять доступность
| QT-ECO 1X26/220-240 S VS50 | 4008321065971 | CN | 7.4557 | 240.4477 | 0% | уточнять доступность
| QT-ECO 2X5-11/220-240 S VS50 | 4050300821504 | CN | 11.1226 | 358.7026 | 0% | уточнять доступность
| QT-ECO TE 2X26/220-240 VS50 | 4050300804002 | CN | 11.1226 | 358.7026 | 0% | уточнять доступность
QT DIM Т8 | QTI 1X18/220-240 DIM VS20 | 4050300870601 | CN | 31.4726 | 1014.9926 | 0% | уточнять доступность
| QTI 2X18/220-240 DIM VS20 | 4050300870960 | CN | 35.4989 | 1144.8389 | 0% | уточнять доступность
| QTI 3X18/220-240 DIM VS20 | 4008321069931 | CN | 43.9788 | 1418.3148 | 0% | уточнять доступность
| QTI 4X18/220-240 DIM VS20 | 4008321070012 | CN | 43.9788 | 1418.3148 | 0% | уточнять доступность
QT DIM Т5 | QTI 1X14/24/220-240 DIM VS20 | 4050300870922 | CN | 30.4393 | 981.6673 | 0% | уточнять доступность
| QTI 1X21/39/220-240 DIM VS20 | 4050300870564 | CN | 30.4393 | 981.6673 | 0% | уточнять доступность
| QTI 1X28/54/220-240 DIM VS20 | 4050300870588 | CN | 30.4393 | 981.6673 | 0% | уточнять доступность
| QTI 1X35/49/80/220-240 DIM VS20 | 4050300870540 | CN | 30.4393 | 981.6673 | 0% | уточнять доступность
| QTI 2X14/24/220-240 DIM VS20 | 4050300870946 | CN | 34.0716 | 1098.8076 | 0% | уточнять доступность
| QTI 2X21/39/220-240 DIM VS20 | 4050300870694 | CN | 34.0716 | 1098.8076 | 0% | уточнять доступность
| QTI 2X28/54/220-240 DIM VS20 | 4050300870717 | CN | 34.0716 | 1098.8076 | 0% | уточнять доступность
| QTI 2X35/49/220-240 DIM VS20 | 4050300870670 | CN | 34.0716 | 1098.8076 | 0% | уточнять доступность
| QTi 2X35/49/80 220-240 DIM VS20 | 4050300870984 | CN | 36.091 | 1163.935 | 0% | уточнять доступность
| QTI 3X14/24/220-240 DIM VS20 | 4008321069719 | CN | 43.9788 | 1418.3148 | 0% | уточнять доступность
| QTI 4X14/24/220-240 DIM VS20 | 4008321069993 | CN | 43.9788 | 1418.3148 | 0% | уточнять доступность
QT DIM CFL | QTI-T/E 1X18-57/220-240 DIM VS20 | 4008321060860 | CN | 33.6177 | 1084.1697 | 0% | уточнять доступность
| QTI-T/E 2X18-42/220-240 DIM VS20 | 4008321060846 | CN | 38.3604 | 1237.1244 | 0% | уточнять доступность
QUICKTRONIC 1-10V DIM T5 | QT 1X28 DIM | 4008321640390 | CN | 15.3262 | 494.2702 | 0% | уточнять доступность
| QT 1X35 DIM | 4008321640376 | CN | 15.3262 | 494.2702 | 0% | уточнять доступность
| QT 1X49 DIM | 4008321640352 | CN | 15.3262 | 494.2702 | 0% | уточнять доступность
| QT 1X54 DIM | 4008321640338 | CN | 15.3262 | 494.2702 | 0% | уточнять доступность
| QT 1X80 DIM | 4008321640314 | CN | 15.3262 | 494.2702 | 0% | уточнять доступность
| QT 2X28 DIM | 4008321640499 | CN | 17.8053 | 574.2213 | 0% | уточнять доступность
| QT 2X35 DIM | 4008321640475 | CN | 17.8053 | 574.2213 | 0% | уточнять доступность
| QT 2X49 DIM | 4008321640451 | CN | 17.8053 | 574.2213 | 0% | уточнять доступность
| QT 2X54 DIM | 4008321640437 | CN | 17.8053 | 574.2213 | 0% | уточнять доступность
| QT 2X80 DIM | 4008321640413 | CN | 17.8053 | 574.2213 | 0% | уточнять доступность
QUICKTRONIC 1-10V DIM T8 | QT 1X18 DIM | 4008321645647 | CN | 23.2243 | 748.9843 | 0% | уточнять доступность
| QT 1X36 DIM | 4008321645623 | CN | 24.8498 | 801.4058 | 0% | уточнять доступность
| QT 1X58 DIM | 4008321645609 | CN | 24.8498 | 801.4058 | 0%
| QT 2X18 DIM | 4008321645852 | CN | 26.1539 | 843.4619 | 0% | уточнять доступность
| QT 2X36 DIM | 4008321645838 | CN | 26.1539 | 843.4619 | 0% | уточнять доступность
| QT 2X58 DIM | 4008321645814 | CN | 26.1539 | 843.4619 | 0% | уточнять доступность
QT DALI DIM T8 | QTIDALI 1X18/220-240 DIM VS20 | 4050300870403 | CN | 35.3261 | 1139.2661 | 0% | уточнять доступность
| QTIDALI 1X36/220-240 DIM VS20 | 4050300870427 | CN | 35.3261 | 1139.2661 | 0% | уточнять доступность
| QTIDALI 1X58/220-240 DIM VS20 | 4050300870823 | CN | 35.3261 | 1139.2661 | 0% | уточнять доступность
| QTIDALI 2X18/220-240 DIM VS20 | 4050300870526 | CN | 37.8616 | 1221.0376 | 0% | уточнять доступность
| QTIDALI 2X36/220-240 DIM VS20 | 4050300870885 | CN | 37.8616 | 1221.0376 | 0% | уточнять доступность
| QTIDALI 2X58/220-240 DIM VS20 | 4050300870847 | CN | 37.8616 | 1221.0376 | 0% | уточнять доступность
| QTIDALI 3X18/220-240 DIM VS20 | 4008321069979 | CN | 42.3567 | 1366.0047 | 0% | уточнять доступность
| QTIDALI 4X18/220-240 DIM VS20 | 4008321070050 | CN | 42.3567 | 1366.0047 | 0% | уточнять доступность
QT DALI DIM T5 | QTi DALI 1X14/24 DIM | 4050300870380 | CN | 32.1327 | 1036.2807 | 0% | уточнять доступность
| QTIDALI 1X21/39 DIM VS20 | 4050300870366 | CN | 32.1327 | 1036.2807 | 0% | уточнять доступность
| QTIDALI 1X28/54/220-240 DIM VS20 | 4050300870809 | CN | 32.1327 | 1036.2807 | 0% | уточнять доступность
| QTIDALI 1X35/49/80/220-240 DIM VS20 | 4050300870342 | CN | 32.1327 | 1036.2807 | 0% | уточнять доступность
| QTIDALI 2X14/24 DIM VS20 | 4050300870861 | CN | 36.6106 | 1180.6906 | 0% | уточнять доступность
| QTIDALI 2X21/39 DIM VS20 | 4050300870489 | CN | 36.6106 | 1180.6906 | 0% | уточнять доступность
| QTIDALI 2X28/54/220-240 DIM VS20 | 4050300870502 | CN | 36.6106 | 1180.6906 | 0% | уточнять доступность
| QTIDALI 2X35/49 DIM VS20 | 4050300870465 | DE | 36.6106 | 1180.6906 | 0% | уточнять доступность
| QTIDALI 2X35/49/80 DIM VS20 | 4050300870441 |  | 41.2381 | 1329.9301 | 0% | уточнять доступность
| QTIDALI 3X14/24/220-240 DIM VS20 | 4008321069955 |  | 41.2381 | 1329.9301 | 0% | уточнять доступность
| QTIDALI 4X14/24/220-240 DIM VS20 | 4008321070036 |  | 41.2381 | 1329.9301 | 0% | уточнять доступность
QT DALI DIM CFL | QTI DALI-T/E 1X18-57/220-240DIMVS20 | 4008321060808 | CN | 37.1796 | 1199.0436 | 0% | уточнять доступность
| QTI DALI-T/E 2X18-42/220-240DIMVS20 | 4008321060822 | CN | 41.669 | 1343.825 | 0% | уточнять доступность
PT-FIT | PT-FIT 35/220-240 S VS20 | 4008321386625 | CN | 22.9801 | 741.1081 | 0% | уточнять доступность
| PT-FIT 35/220-240 I VS20 | 4008321377661 | CN | 25.6631 | 827.6351 | 0% | уточнять доступность
| PT-FIT 50/220-240 S VS20 | 4008321648693 | CN | 22.9801 | 741.1081 | 0% | уточнять доступность
| PT-FIT 50/220-240 I VS20 | 4008321648679 | CN | 25.6631 | 827.6351 | 0% | уточнять доступность
| PT-FIT 70/220-240 S VS20 | 4008321386649 | CN | 24.3014 | 783.7214 | 0%
| PT-FIT 70/220-240 I VS20 | 4008321377685 | CN | 25.344 | 817.344 | 0% | уточнять доступность
| PT-FIT 35/220-240 I/2P-02 VS20 | 4008321788108 | CN | 42.5987 | 1373.8067 | 0% | уточнять доступность
| PT-FIT 50/220-240 I/2P-02 VS20 | 4052899073951 | CN | 42.5987 | 1373.8067 | 0% | уточнять доступность
| PT-FIT 70/220-240 I/2P-02 VS20 | 4008321788122 | CN | 42.5987 | 1373.8067 | 0% | уточнять доступность
POWERTRONIC GREENHOUSE PTg | PTg 1000/400 | 4052899070912 | CN | 139.6074 | 4502.3394 | 0% | уточнять доступность
Inrush current limiter for POWERTRONIC | EBN-OS | 4006584548019 |  | 42.5987 | 1373.8067 | 0% | уточнять доступность
PTI | PTI 20/220-240 I VS20 | 4008321404763 | IT | 27.2229 | 877.9389 | 0% | уточнять доступность
| PTI 35/220-240 S VS20 | 4008321073112 | CN | 25.6919 | 828.5639 | 0% | уточнять доступность
| PTI 35/220-240 S MINI VS20 | 4008321955906 | CN | 25.6919 | 828.5639 | 0% | уточнять доступность
| PTI 35/220-240 I VS20 | 4008321099488 | CN | 27.2229 | 877.9389 | 0% | уточнять доступность
| PTI 50/220-240 S VS20 | 4008321955852 | CN | 26.7621 | 863.0781 | 0% | уточнять доступность
| PTI 50/220-240 I VS20 | 4008321955869 | CN | 27.2229 | 877.9389 | 0% | уточнять доступность
| PTI 70/220-240 S VS20 | 4008321049629 | CN | 26.7621 | 863.0781 | 0% | уточнять доступность
| PTI 70/220-240 I VS20 | 4008321099501 | CN | 27.2229 | 877.9389 | 0% | уточнять доступность
| PTI 100/220-240 S VS20 | 4008321926630 | CN | 44.178 | 1424.742 | 0% | уточнять доступность
| PTI 100/220-240 I VS20 | 4008321926654 | CN | 45.8646 | 1479.1326 | 0% | уточнять доступность
| PTI 150/220-240 S VS20 | 4008321188090 | CN | 44.178 | 1424.742 | 0% | уточнять доступность
| PTI 150/220-240 I VS20 | 4008321915535 | CN | 45.8646 | 1479.1326 | 0% | уточнять доступность
| PTI 35/220-240 I/P-01 VS20 | 4008321290458 | CN | 38.6796 | 1247.4156 | 0% | уточнять доступность
| PTI 70/220-240 I/P-01 VS20 | 4008321290472 | CN | 38.6796 | 1247.4156 | 0% | уточнять доступность
| PTI 2X35/220-240 S VS20 | 4008321372642 | CN | 50.2341 | 1620.0501 | 0% | уточнять доступность
| PTI 2X35/220-240 I VS20 | 4008321372666 | CN | 54.167 | 1746.887 | 0% | уточнять доступность
| PTI 2X70/220-240 S VS20 | 4008321910028 | CN | 50.2341 | 1620.0501 | 0% | уточнять доступность
| PTI 2X70/220-240 I VS20 | 4008321910042 | CN | 51.8124 | 1670.9484 | 0% | уточнять доступность
POWERTRONIC INTELLIGENT PTi B | PTi 20 B | 4008321391490 |  | 11.8368 | 381.7368 | 0% | уточнять доступность
| PTi 35 B MINI | 4008321955913 |  | 11.8368 | 381.7368 | 0% | уточнять доступность
| PTi 50 B | 4008321794130 |  | 13.0188 | 419.8548 | 0% | уточнять доступность
| PTi 70 B | 4008321123565 |  | 24.8556 | 801.5916 | 0% | уточнять доступность
PTO | PTO 35/220-240 VS20 | 4008321956323 | IT | 61.9235 | 1997.0315 | 0% | уточнять доступность
| PTO 50/220-240 3DIM VS20 | 4008321956347 | IT | 69.4149 | 2238.6309 | 0% | уточнять доступность
| PTO 70/220-240 3 DIM VS20 | 4008321959355 | IT | 69.4149 | 2238.6309 | 0% | уточнять доступность
| PTO 100/220-240 3DIM VS10 | 4008321956361 | IT | 93.7509 | 3023.4669 | 0% | уточнять доступность
| PTO 150/220-240 3DIM VS10 | 4008321956385 | IT | 93.7509 | 3023.4669 | 0% | уточнять доступность
| PTO 250/220-240 3DIM VS10 | 4008321863669 | CN | 121.142 | 3906.83 | 0% | уточнять доступность
HALOTRONIC | HTM 70/230-240 VS20 | 4050300442310 | IT | 12.5994 | 406.3314 | 0% | уточнять доступность
| HTM 105/230-240 VS20 | 4050300442334 | IT | 14.6304 | 471.8304 | 0% | уточнять доступность
| HTM 150/230-240 VS10 | 4050300581415 | IT | 21.9468 | 707.7828 | 0% | уточнять доступность
| HTN 75/230-240 I VS20 | 4008321073037 | IT | 14.4311 | 465.4031 | 0% | уточнять доступность
| HTL 105/230-240 VS10 | 4008321927019 | IT | 17.3583 | 559.8063 | 0% | уточнять доступность
| HTL 225/230-240 VS10 | 4008321927026 | IT | 33.3608 | 1075.8848 | 0% | уточнять доступность
| HTi DALI 105/220-240 DIM | 4008321420633 | IT | 49.5763 | 1598.8363 | 0% | уточнять доступность
| HTI DALI 315/220-240 DIM | 4008321957344 | DE | 155.4947 | 5014.7027 | 0% | уточнять доступность
FL ACCESSORIES | OUTKIT 30 L VS20 | 4008321159557 |  | 13.2284 | 426.6164 | 0% | уточнять доступность
| OUTKIT 30 S VS20 | 4008321159533 |  | 13.2284 | 426.6164 | 0% | уточнять доступность
| OUTKIT 21 L VS20 | 4008321159595 |  | 14.3839 | 463.8799 | 0% | уточнять доступность
| OUTKIT 21 S VS20 | 4008321159571 |  | 14.3839 | 463.8799 | 0% | уточнять доступность
ECG mountings – cable clamps | CABLE CLAMP K2 | 4008321190727 |  | 2.7095 | 87.3815 | 0% | уточнять доступность
| CABLE CLAMP QT-K3 | 4008321190741 |  | 2.7095 | 87.3815 | 0% | уточнять доступность
| CABLE CLAMP OTp-K3 | 4008321966155 |  | 2.7095 | 87.3815 | 0% | уточнять доступность
| QT-FIT5 1X14-35/220-240 VS20 | 4008321971234 | CN | 9.0075 | 290.4915 | 0%
| QT-FIT5 1X49/220-240 VS20 | 4008321832139 | CN | 8.1608 | 263.1848 | 0% | уточнять доступность
QT-FIT5 | QT-FIT5 2X14-35/220-240 VS20 | 4008321971258 | CN | 10.1618 | 327.7178 | 0% | уточнять доступность
| QT-FIT5 2X49/220-240 VS20 | 4008321832153 | CN | 10.1618 | 327.7178 | 0%
| QT-FIT5 3X14,4X14/220-240 VS20 | 4008321971210 | CN | 10.4867 | 338.1947 | 0% | уточнять доступность
QT-FIT 5/8 | QT-FIT 5/8 1X18-39/220-240 VS20 | 4008321873927 | CN | 8.5847 | 276.8567 | 0% | уточнять доступность
| QT-FIT 5/8 1X54-58/220-240 VS20 | 4008321873828 | CN | 8.5847 | 276.8567 | 0%
| QT-FIT 5/8 2X18-39/220-240 VS20 | 4008321873903 | CN | 9.7079 | 313.0799 | 0%
| QT-FIT 5/8 2X54-58/220-240 VS20 | 4008321873842 | CN | 9.7079 | 313.0799 | 0%
QUICKTRONIC QTz5 T5 | QTz5 1X14 | 4052899019102 |  | 6.609 | 213.141 | 0% | уточнять доступность
| QTz5 1X21 | 4052899019126 |  | 6.609 | 213.141 | 0% | уточнять доступность
| QTz5 1X28 | 4052899019140 |  | 6.609 | 213.141 | 0% | уточнять доступность
| QTz5 2X14 | 4052899019164 |  | 7.5375 | 243.0855 | 0% | уточнять доступность
| QTz5 2X28 | 4052899019188 |  | 7.5375 | 243.0855 | 0% | уточнять доступность
| QTz5 3X14 | 4052899019201 |  | 8.6988 | 280.5348 | 0% | уточнять доступность
QTZ8 | QTZ8 1X18/220-240 VS20 | 4008321863263 | CN | 5.5434 | 178.7754 | 0%
| QTZ8 1X36/220-240 VS20 | 4008321863287 | CN | 5.5434 | 178.7754 | 0%
| QTZ8 2X18/220-240 VS20 | 4008321863300 | CN | 5.938 | 191.5005 | 0%
| QTZ8 2X36/220-240 VS20 | 4008321863324 | CN | 6.4973 | 209.5373 | 0%
| QTZ8 3X18/220-240 VS20 | 4008321863348 | CN | 6.7634 | 218.1194 | 0% | уточнять доступность
| QTZ8 4X18/220-240 VS20 | 4008321863362 | CN | 6.9408 | 223.8408 | 0%
PARROT | ET PARROT 70/220-240 I VS50 | 4008321111593 | CN | 5.889 | 189.921 | 0% | уточнять доступность
Electronic | ET PARROT 105/220-240 I VS50 | 4008321111579 | CN | 6.5318 | 210.6518 | 0% | уточнять доступность
Transformer | ET PARROT 150/220-240 I VS20 | 4008321622563 | CN | 13.0637 | 421.3037 | 0% | уточнять доступность
PCU/MCU | DALI MCU /230 DIM 15X1 | 4008321189721 |  | 96.1345 | 3100.3376 | 38%
OPTOTRONIC | OT FIT 40/220-240/1A0 CS UNV1 | 4052899435650 |  | 14.6304 | 471.8304 | новинка
Digital Systems | DIM SA | 4008321097095 |  | 82.368 | 2656.368 | новинка

## LED modul
OSRAM Ukraine
Stand: 06.11.2018
Price list by LED systems
https://flex.osram.info/en/flex-configurator |  |  | 32.25
Тип | EAN | Опис | Довжина модуля, мм. | Ціна, в евро | Ціна, в грн з ПДВ | Зміна в % | Примечание
Flexible strips
LINEARlight FLEX POWER 4000 | 4052899952867 | LF4000-G3-827-03 8X1 OSRAM | 3000 | 295.554 | 9531.6165 | 0% | уточнять доступность
| 4052899952874 | LF4000-G3-830-03 8X1 OSRAM | 3000 | 295.554 | 9531.6165 | 0% | уточнять доступность
| 4052899952881 | LF4000-G3-840-03 8X1 OSRAM | 3000 | 295.554 | 9531.6165 | 0% | уточнять доступность
| 4052899952898 | LF4000-G3-850-03 8X1 OSRAM | 3000 | 295.554 | 9531.6165 | 0% | уточнять доступность
| 4052899952904 | LF4000-G3-865-03 8X1 OSRAM | 3000 | 295.554 | 9531.6165 | 0% | уточнять доступность
LINEARlight FLEX POWER 3000 | 4052899952911 | LF3000-G3-820-03 8X1 OSRAM | 3000 | 240.8765 | 7768.2674 | 0% | уточнять доступность
| 4052899952928 | LF3000-G3-824-03 8X1 OSRAM | 3000 | 240.8765 | 7768.2674 | 0% | уточнять доступность
| 4052899952935 | LF3000-G3-827-03 8X1 OSRAM | 3000 | 240.8765 | 7768.2674 | 0% | уточнять доступность
| 4052899952942 | LF3000-G3-830-03 8X1 OSRAM | 3000 | 240.8765 | 7768.2674 | 0% | уточнять доступность
| 4052899952959 | LF3000-G3-840-03 8X1 OSRAM | 3000 | 240.8765 | 7768.2674 | 0% | уточнять доступность
| 4052899952966 | LF3000-G3-850-03 8X1 OSRAM | 3000 | 240.8765 | 7768.2674 | 0% | уточнять доступность
| 4052899952973 | LF3000-G3-865-03 8X1 OSRAM | 3000 | 240.8765 | 7768.2674 | 0% | уточнять доступность
| 4052899963948 | LF3000-G3-927-03 8X1 OSRAM | 3000 | 268.2153 | 8649.942 | 0% | уточнять доступность
| 4052899963955 | LF3000-G3-930-03 8X1 OSRAM | 3000 | 268.2153 | 8649.942 | 0% | уточнять доступность
| 4052899963962 | LF3000-G3-940-03 8X1 OSRAM | 3000 | 268.2153 | 8649.942 | 0% | уточнять доступность
LINEARlight FLEX POWER 2000 | 4052899952980 | LF2000-G3-820-04 8X1 OSRAM | 4000 | 310.3317 | 10008.1973 | 0% | уточнять доступность
| 4052899952997 | LF2000-G3-824-04 8X1 OSRAM | 4000 | 310.3317 | 10008.1973 | 0% | уточнять доступность
| 4052899953000 | LF2000-G3-827-04 8X1 OSRAM | 4000 | 310.3317 | 10008.1973 | 0% | уточнять доступность
| 4052899953017 | LF2000-G3-830-04 8X1 OSRAM | 4000 | 310.3317 | 10008.1973 | 0% | уточнять доступность
| 4052899953024 | LF2000-G3-840-04 8X1 OSRAM | 4000 | 310.3317 | 10008.1973 | 0% | уточнять доступность
| 4052899953031 | LF2000-G3-850-04 8X1 OSRAM | 4000 | 310.3317 | 10008.1973 | 0% | уточнять доступность
| 4052899953048 | LF2000-G3-865-04 8X1 OSRAM | 4000 | 310.3317 | 10008.1973 | 0% | уточнять доступность
| 4052899963993 | LF2000-G3-927-04 8X1 OSRAM | 4000 | 310.3317 | 10008.1973 | 0% | уточнять доступность
| 4052899964006 | LF2000-G3-930-04 8X1 OSRAM | 4000 | 310.3317 | 10008.1973 | 0% | уточнять доступность
| 4052899964013 | LF2000-G3-940-04 8X1 OSRAM | 4000 | 310.3317 | 10008.1973 | 0% | уточнять доступность
LINEARlight FLEX POWER 1200 | 4052899953055 | LF1200-G3-820-09 8X1 OSRAM | 9000 | 539.386 | 17395.2001 | 0% | уточнять доступность
| 4052899953062 | LF1200-G3-824-09 8X1 OSRAM | 9000 | 539.386 | 17395.2001 | 0% | уточнять доступность
| 4052899953079 | LF1200-G3-827-09 8X1 OSRAM | 9000 | 539.386 | 17395.2001 | 0% | уточнять доступность
| 4052899953086 | LF1200-G3-830-09 8X1 OSRAM | 9000 | 539.386 | 17395.2001 | 0% | уточнять доступность
| 4052899953093 | LF1200-G3-840-09 8X1 OSRAM | 9000 | 539.386 | 17395.2001 | 0% | уточнять доступность
| 4052899953291 | LF1200-G3-850-09 8X1 OSRAM | 9000 | 539.386 | 17395.2001 | 0% | уточнять доступность
| 4052899953314 | LF1200-G3-865-09 8X1 OSRAM | 9000 | 539.386 | 17395.2001 | 0% | уточнять доступность
| 4052899953321 | LF1200-G3-927-09 8X1 OSRAM | 9000 | 620.6634 | 20016.3947 | 0% | уточнять доступность
| 4052899953338 | LF1200-G3-930-09 8X1 OSRAM | 9000 | 620.6634 | 20016.3947 | 0% | уточнять доступность
| 4052899953345 | LF1200-G3-940-09 8X1 OSRAM | 9000 | 620.6634 | 20016.3947 | 0% | уточнять доступность
LINEARlight FLEX ShortPitch | 4052899953109 | LF800S-G3-824-10 A6 8X1 OSRAM | 10000 | 524.6083 | 16918.6193 | 0% | уточнять доступность
| 4052899953116 | LF800S-G3-827-10 6V 8X1 OSRAM | 10000 | 524.6083 | 16918.6193 | 0% | уточнять доступность
| 4052899953123 | LF800S-G3-830-10 6S 8X1 OSRAM | 10000 | 524.6083 | 16918.6193 | 0% | уточнять доступность
| 4052899953130 | LF800S-G3-840-10 6M 8X1 OSRAM | 10000 | 524.6083 | 16918.6193 | 0% | уточнять доступность
| 4052899953147 | LF800S-G3-850-10 6I 8X1 OSRAM | 10000 | 524.6083 | 16918.6193 | 0% | уточнять доступность
| 4052899953154 | LF800S-G3-865-10 6D 8X1 OSRAM | 10000 | 524.6083 | 16918.6193 | 0% | уточнять доступность
LINEARlight FLEX Tunable White | 4052899953260 | LF4000TW-G3-82765-02 8X1 OSRAM | 2000 | 240.8765 | 7768.2674 | 0% | уточнять доступность
| 4052899953277 | LF3000TW-G3-82765-03 8X1 OSRAM | 3000 | 322.1539 | 10389.462 | 0% | уточнять доступность
| 4052899953284 | LF2000TW-G3-82765-04 8X1 OSRAM | 4000 | 376.8313 | 12152.811 | 0% | уточнять доступность
| 4052899953161 | LF1200TW-G3-82765-09 8X1 OSRAM | 9000 | 647.2633 | 20874.2401 | 0% | уточнять доступность
LINEARlight Colormix Flex | 4052899525221 | LF700RGBW-G1-822-06 8X1 OSRAM | 6000 | 744.7961 | 24019.6736 | 0% | уточнять доступность
| 4052899525269 | LF700RGBW-G1-827-06 8X1 OSRAM | 6000 | 744.7961 | 24019.6736 | 0% | уточнять доступность
| 4052899525306 | LF700RGBW-G1-830-06 8X1 OSRAM | 6000 | 744.7961 | 24019.6736 | 0% | уточнять доступность
| 4052899540668 | LF700RGBW-G1-840-06 8X1 OSRAM | 6000 | 744.7961 | 24019.6736 | 0% | уточнять доступность
| 4052899525344 | LF700RGBW-G1-865-06 8X1 OSRAM | 6000 | 744.7961 | 24019.6736 | 0% | уточнять доступность
| 4052899525061 | LF1300RGBW-G1-822-04 8X1 OSRAM | 4000 | 598.2013 | 19291.9918 | 0% | уточнять доступность
| 4052899525122 | LF1300RGBW-G1-827-04 8X1 OSRAM | 4000 | 598.2013 | 19291.9918 | 0% | уточнять доступность
| 4052899525146 | LF1300RGBW-G1-830-04 8X1 OSRAM | 4000 | 598.2013 | 19291.9918 | 0% | уточнять доступность
| 4052899540620 | LF1300RGBW-G1-840-04 8X1 OSRAM | 4000 | 598.2013 | 19291.9918 | 0% | уточнять доступность
| 4052899525184 | LF1300RGBW-G1-865-04 8X1 OSRAM | 4000 | 598.2013 | 19291.9918 | 0% | уточнять доступность
LINEARlight Colormix Flex | 4052899501997 | LF200C-G3-RGB-06 39W 24V 8X1 OSRAM | 6000 | 260.3831 | 8397.3541 | 0% | уточнять доступность
| 4008321851536 | LF05CA2-RGB3 LIN COLFLEX 72W 24V8X1OSRAM | 4000 | 268.2153 | 8649.942 | 0% | уточнять доступность
LINEARlight Colormix Flex Protect | 4052899501973 | LFP200C-G3-RGB-06 39W 24V 8X1 OSRAM | 6000 | 451.0154 | 14545.2468 | 0% | уточнять доступность
| 4008321977205 | LF05CA-RGB3-P COLFLEXA-P 72W 24V8X1OSRAM | 4000 | 403.4312 | 13010.6565 | 0% | уточнять доступность
LINEARlight FLEX Protect 3000 IP67 | 4052899481299 | LFP3000-G3-824-03 8X1 OSRAM | 3000 | 413.7756 | 13344.2631 | 0% | уточнять доступность
| 4052899481312 | LFP3000-G3-827-03 8X1 OSRAM | 3000 | 413.7756 | 13344.2631 | 0% | уточнять доступность
| 4052899481336 | LFP3000-G3-830-03 8X1 OSRAM | 3000 | 413.7756 | 13344.2631 | 0% | уточнять доступность
| 4052899481350 | LFP3000-G3-840-03 8X1 OSRAM | 3000 | 413.7756 | 13344.2631 | 0% | уточнять доступность
| 4052899481374 | LFP3000-G3-860-03 8X1 OSRAM | 3000 | 413.7756 | 13344.2631 | 0% | уточнять доступность
| 4052899481398 | LFP3000-G3-930-03 8X1 OSRAM | 3000 | 461.0642 | 14869.3217 | 0% | уточнять доступность
| 4052899481411 | LFP3000-G3-940-03 8X1 OSRAM | 3000 | 461.0642 | 14869.3217 | 0% | уточнять доступность
| 4052899481435 | LFP3000-G3-960-03 8X1 OSRAM | 3000 | 461.0642 | 14869.3217 | 0% | уточнять доступность
LINEARlight FLEX Protect 2000 IP67 | 4052899481138 | LFP2000-G3-824-04 8X1 OSRAM | 4000 | 554.1637 | 17871.7809 | 0% | уточнять доступность
| 4052899481152 | LFP2000-G3-827-04 8X1 OSRAM | 4000 | 554.1637 | 17871.7809 | 0% | уточнять доступность
| 4052899481176 | LFP2000-G3-830-04 8X1 OSRAM | 4000 | 554.1637 | 17871.7809 | 0% | уточнять доступность
| 4052899481190 | LFP2000-G3-840-04 8X1 OSRAM | 4000 | 554.1637 | 17871.7809 | 0% | уточнять доступность
| 4052899481213 | LFP2000-G3-860-04 8X1 OSRAM | 4000 | 554.1637 | 17871.7809 | 0% | уточнять доступность
| 4052899481237 | LFP2000-G3-930-04 8X1 OSRAM | 4000 | 601.4524 | 19396.8396 | 0% | уточнять доступность
| 4052899481251 | LFP2000-G3-940-04 8X1 OSRAM | 4000 | 601.4524 | 19396.8396 | 0% | уточнять доступность
| 4052899481275 | LFP2000-G3-960-04 8X1 OSRAM | 4000 | 601.4524 | 19396.8396 | 0% | уточнять доступность
LINEARlight FLEX Protect 1200 IP67 | 4052899481640 | LFP1200-G3-824-09 8X1 OSRAM | 9000 | 928.0396 | 29929.2758 | 0% | уточнять доступность
| 4052899481626 | LFP1200-G3-827-09 8X1 OSRAM | 9000 | 928.0396 | 29929.2758 | 0% | уточнять доступность
| 4052899481664 | LFP1200-G3-830-09 8X1 OSRAM | 9000 | 928.0396 | 29929.2758 | 0% | уточнять доступность
| 4052899481688 | LFP1200-G3-840-09 8X1 OSRAM | 9000 | 928.0396 | 29929.2758 | 0% | уточнять доступность
| 4052899481701 | LFP1200-G3-860-09 8X1 OSRAM | 9000 | 928.0396 | 29929.2758 | 0% | уточнять доступность
| 4052899481725 | LFP1200-G3-930-09 8X1 OSRAM | 9000 | 1068.4277 | 34456.7936 | 0% | уточнять доступность
| 4052899481749 | LFP1200-G3-940-09 8X1 OSRAM | 9000 | 1068.4277 | 34456.7936 | 0% | уточнять доступность
| 4052899481763 | LFP1200-G3-960-09 8X1 OSRAM | 9000 | 1068.4277 | 34456.7936 | 0% | уточнять доступность
| 4052899405202 | LFP400-G3-880-10-P 50W 24V 8X1 OSRAM | 10000 | 620.6634 | 20016.3947 | 0% | уточнять доступность
| 4052899481565 | LFP800-G3-824-09 8X1 OSRAM | 9000 | 771.3959 | 24877.5191 | 0% | уточнять доступность
| 4052899481589 | LFP800-G3-827-09 8X1 OSRAM | 9000 | 771.3959 | 24877.5191 | 0% | уточнять доступность
LINEARlight FLEX Protect ShortPitch IP67 | 4052899953352 | LFP800S-G3-830-10 P16 8X1 OSRAM | 10000 | 874.8398 | 28213.5848 | 0% | уточнять доступность
| 4052899953369 | LFP800S-G3-840-10 P16 8X1 OSRAM | 10000 | 874.8398 | 28213.5848 | 0% | уточнять доступность
| 4052899953376 | LFP800S-G3-856-10 P16 8X1 OSRAM | 10000 | 874.8398 | 28213.5848 | 0% | уточнять доступность
| 4052899953383 | LFP800S-G3-880-10 P16 8X1 OSRAM | 10000 | 874.8398 | 28213.5848 | 0% | уточнять доступность
Top bending (LFD400T, LFD400MT) IP67 | 4052899953512 | LFD400T-G1-827-06 43,2W 24V 6X1 OSRAM | 6000 | 1024.0946 | 33027.0512 | 0% | уточнять доступность
| 4052899953529 | LFD400T-G1-830-06 43,2W 24V 6X1 OSRAM | 6000 | 1024.0946 | 33027.0512 | 0% | уточнять доступность
| 4052899953536 | LFD400T-G1-840-06 43,2W 24V 6X1 OSRAM | 6000 | 1024.0946 | 33027.0512 | 0% | уточнять доступность
| 4052899953543 | LFD400T-G1-865-06 43,2W 24V 6X1 OSRAM | 6000 | 1024.0946 | 33027.0512 | 0% | уточнять доступность
| 4052899953550 | LFD400MT-G1-BL-06 72W 24V 6X1 OSRAM | 6000 | 1675.7912 | 54044.2656 | 0% | уточнять доступность
| 4052899953567 | LFD400MT-G1-GR-06 72W 24V 6X1 OSRAM | 6000 | 1675.7912 | 54044.2656 | 0% | уточнять доступность
| 4052899953574 | LFD400MT-G1-RE-06 72W 24V 6X1 OSRAM | 6000 | 1229.5046 | 39651.5246 | 0% | уточнять доступность
| 4052899953581 | LFD400MT-G1-YE-06 72W 24V 6X1 OSRAM | 6000 | 1229.5046 | 39651.5246 | 0% | уточнять доступность
| 4052899953598 | LFD400MT-G1-OR-06 72W 24V 6X1 OSRAM | 6000 | 1229.5046 | 39651.5246 | 0% | уточнять доступность
Side bending (LFD400S, LFD400MS) IP67 | 4052899953611 | LFD400S-G1-827-06 43,2W 24V 6X1 OSRAM | 6000 | 1024.0946 | 33027.0512 | 0% | уточнять доступность
| 4052899953628 | LFD400S-G1-830-06 43,2W 24V 6X1 OSRAM | 6000 | 1024.0946 | 33027.0512 | 0% | уточнять доступность
| 4052899953635 | LFD400S-G1-840-06 43,2W 24V 6X1 OSRAM | 6000 | 1024.0946 | 33027.0512 | 0% | уточнять доступность
| 4052899953642 | LFD400S-G1-865-06 43,2W 24V 6X1 OSRAM | 6000 | 1024.0946 | 33027.0512 | 0% | уточнять доступность
| 4052899953659 | LFD400MS-G1-BL-06 72W 24V 6X1 OSRAM | 6000 | 1675.7912 | 54044.2656 | 0% | уточнять доступность
| 4052899953666 | LFD400MS-G1-GR-06 72W 24V 6X1 OSRAM | 6000 | 1675.7912 | 54044.2656 | 0% | уточнять доступность
| 4052899450882 | LFD400MS-G1-GR-03 6X1 OSRAM | 3000 | 1086.1609 | 35028.6906 | 0% | уточнять доступность
| 4052899953673 | LFD400MS-G1-RE-06 72W 24V 6X1 OSRAM | 6000 | 1229.5046 | 39651.5246 | 0% | уточнять доступность
| 4052899953680 | LFD400MS-G1-YE-06 72W 24V 6X1 OSRAM | 6000 | 1229.5046 | 39651.5246 | 0% | уточнять доступность
| 4052899953697 | LFD400MS-G1-OR-06 72W 24V 6X1 OSRAM | 6000 | 1229.5046 | 39651.5246 | 0% | уточнять доступность
VALUE FLEX 2000 | 4052899528956 | VF2000-G3-827-05 72W 24V 10X1 OSRAM | 5000 | 144.8215 | 4670.4921 | 0% | уточнять доступность
| 4052899528970 | VF2000-G3-830-05 72W 24V 10X1 OSRAM | 5000 | 144.8215 | 4670.4921 | 0% | уточнять доступность
| 4052899528994 | VF2000-G3-840-05 72W 24V 10X1 OSRAM | 5000 | 144.8215 | 4670.4921 | 0% | уточнять доступность
| 4052899529014 | VF2000-G3-865-05 72W 24V 10X1 OSRAM | 5000 | 144.8215 | 4670.4921 | 0% | уточнять доступность
VALUE FLEX 1500 | 4052899526051 | VF1500-G3-827-05 57,5W 24V 10X1 OSRAM | 5000 | 127.0882 | 4098.5951 | 0% | уточнять доступность
| 4052899526075 | VF1500-G3-830-05 57,5W 24V 10X1 OSRAM | 5000 | 127.0882 | 4098.5951 | 0% | уточнять доступность
| 4052899526099 | VF1500-G3-840-05 57,5W 24V 10X1 OSRAM | 5000 | 127.0882 | 4098.5951 | 0% | уточнять доступность
| 4052899526112 | VF1500-G3-865-05 57,5W 24V 10X1 OSRAM | 5000 | 127.0882 | 4098.5951 | 0% | уточнять доступность
VALUE FLEX 1000 | 4052899525894 | VF1000-G3-827-05 38W 24V 10X1 OSRAM | 5000 | 85.7107 | 2764.1688 | 0% | уточнять доступность
| 4052899525917 | VF1000-G3-830-05 38W 24V 10X1 OSRAM | 5000 | 85.7107 | 2764.1688 | 0% | уточнять доступность
| 4052899525931 | VF1000-G3-840-05 38W 24V 10X1 OSRAM | 5000 | 85.7107 | 2764.1688 | 0% | уточнять доступность
| 4052899525955 | VF1000-G3-865-05 38W 24V 10X1 OSRAM | 5000 | 85.7107 | 2764.1688 | 0% | уточнять доступность
VALUE FLEX 600 | 4052899525979 | VF600-G3-827-05 23W 24V 10X1 OSRAM | 5000 | 72.4107 | 2335.246 | 0% | уточнять доступность
| 4052899525993 | VF600-G3-830-05 23W 24V 10X1 OSRAM | 5000 | 72.4107 | 2335.246 | 0% | уточнять доступность
| 4052899526013 | VF600-G3-840-05 23W 24V 10X1 OSRAM | 5000 | 72.4107 | 2335.246 | 0% | уточнять доступность
| 4052899526037 | VF600-G3-865-05 23W 24V 10X1 OSRAM | 5000 | 72.4107 | 2335.246 | 0% | уточнять доступность
VALUE FLEX 300 | 4052899527959 | VF300-G3-827-06 12W 24V 10X1 OSRAM | 6000 | 72.4107 | 2335.246 | 0% | уточнять доступность
| 4052899527973 | VF300-G3-830-06 12W 24V 10X1 OSRAM | 6000 | 72.4107 | 2335.246 | 0% | уточнять доступность
| 4052899527997 | VF300-G3-840-06 12W 24V 10X1 OSRAM | 6000 | 72.4107 | 2335.246 | 0% | уточнять доступность
| 4052899528017 | VF300-G3-865-06 12W 24V 10X1 OSRAM | 6000 | 72.4107 | 2335.246 | 0% | уточнять доступность
VALUE FLEX SHORTPITCH 2400 | 4052899528871 | VF2400S-G3-827-03 60W 24V 10X1 OSRAM | 3000 | 121.1771 | 3907.9628 | 0% | уточнять доступность
| 4052899528895 | VF2400S-G3-830-03 60W 24V 10X1 OSRAM | 3000 | 121.1771 | 3907.9628 | 0% | уточнять доступность
| 4052899528918 | VF2400S-G3-840-03 60W 24V 10X1 OSRAM | 3000 | 121.1771 | 3907.9628 | 0% | уточнять доступность
| 4052899528932 | VF2400S-G3-865-03 60W 24V 10X1 OSRAM | 3000 | 121.1771 | 3907.9628 | 0% | уточнять доступность
VALUE FLEX SHORTPITCH 1200 | 4052899528796 | VF1200S-G3-827-06 60W 24V 10X1 OSRAM | 6000 | 181.7657 | 5861.9441 | 0% | уточнять доступность
| 4052899528819 | VF1200S-G3-830-06 60W 24V 10X1 OSRAM | 6000 | 181.7657 | 5861.9441 | 0% | уточнять доступность
| 4052899528833 | VF1200S-G3-840-06 60W 24V 10X1 OSRAM | 6000 | 181.7657 | 5861.9441 | 0% | уточнять доступность
| 4052899528857 | VF1200S-G3-865-06 60W 24V 10X1 OSRAM | 6000 | 181.7657 | 5861.9441 | 0% | уточнять доступность
VALUE FLEX SHORTPITCH 800 | 4052899526136 | VF800S-G3-827-06 38,5W 24V 10X1 OSRAM | 6000 | 137.4326 | 4432.2017 | 0% | уточнять доступность
| 4052899526150 | VF800S-G3-830-06 38,5W 24V 10X1 OSRAM | 6000 | 137.4326 | 4432.2017 | 0% | уточнять доступность
| 4052899526174 | VF800S-G3-840-06 38,5W 24V 10X1 OSRAM | 6000 | 137.4326 | 4432.2017 | 0% | уточнять доступность
| 4052899526198 | VF800S-G3-865-06 38,5W 24V 10X1 OSRAM | 6000 | 137.4326 | 4432.2017 | 0% | уточнять доступность
VALUE FLEX PROTECT 2000 IP66 | 4052899528468 | VFP2000-G3-827-05 72W 24V 10X1 OSRAM | 5000 | 181.7657 | 5861.9441 | 0% | уточнять доступность
| 4052899528482 | VFP2000-G3-830-05 72W 24V 10X1 OSRAM | 5000 | 181.7657 | 5861.9441 | 0% | уточнять доступность
| 4052899528505 | VFP2000-G3-840-05 72W 24V 10X1 OSRAM | 5000 | 181.7657 | 5861.9441 | 0% | уточнять доступность
| 4052899528529 | VFP2000-G3-865-05 72W 24V 10X1 OSRAM | 5000 | 181.7657 | 5861.9441 | 0% | уточнять доступность
VALUE FLEX PROTECT 1500 IP66 | 4052899526372 | VFP1500-G3-827-05 57,5W 24V 10X1 OSRAM | 5000 | 164.0325 | 5290.0472 | 0% | уточнять доступность
| 4052899526396 | VFP1500-G3-830-05 57,5W 24V 10X1 OSRAM | 5000 | 164.0325 | 5290.0472 | 0% | уточнять доступность
| 4052899526419 | VFP1500-G3-840-05 57,5W 24V 10X1 OSRAM | 5000 | 164.0325 | 5290.0472 | 0% | уточнять доступность
| 4052899526433 | VFP1500-G3-865-05 57,5W 24V 10X1 OSRAM | 5000 | 164.0325 | 5290.0472 | 0% | уточнять доступность
VALUE FLEX PROTECT 1000 IP66 | 4052899526211 | VFP1000-G3-827-05 38W 24V 10X1 OSRAM | 5000 | 121.1771 | 3907.9628 | 0% | уточнять доступность
| 4052899526235 | VFP1000-G3-830-05 38W 24V 10X1 OSRAM | 5000 | 121.1771 | 3907.9628 | 0% | уточнять доступность
| 4052899526259 | VFP1000-G3-840-05 38W 24V 10X1 OSRAM | 5000 | 121.1771 | 3907.9628 | 0% | уточнять доступность
| 4052899526273 | VFP1000-G3-865-05 38W 24V 10X1 OSRAM | 5000 | 121.1771 | 3907.9628 | 0% | уточнять доступность
VALUE FLEX PROTECT 600 IP66 | 4052899526297 | VFP600-G3-827-05 23W 24V 10X1 OSRAM | 5000 | 99.0106 | 3193.0915 | 0% | уточнять доступность
| 4052899526310 | VFP600-G3-830-05 23W 24V 10X1 OSRAM | 5000 | 99.0106 | 3193.0915 | 0% | уточнять доступность
| 4052899526334 | VFP600-G3-840-05 23W 24V 10X1 OSRAM | 5000 | 99.0106 | 3193.0915 | 0% | уточнять доступность
| 4052899526358 | VFP600-G3-865-05 23W 24V 10X1 OSRAM | 5000 | 99.0106 | 3193.0915 | 0% | уточнять доступность
VALUE FLEX PROTECT 300 IP66 | 4052899528116 | VFP300-G3-827-06 12W 24V 10X1 OSRAM | 6000 | 100.4884 | 3240.7496 | 0% | уточнять доступность
| 4052899528130 | VFP300-G3-830-06 12W 24V 10X1 OSRAM | 6000 | 100.4884 | 3240.7496 | 0% | уточнять доступность
| 4052899528154 | VFP300-G3-840-06 12W 24V 10X1 OSRAM | 6000 | 100.4884 | 3240.7496 | 0% | уточнять доступность
| 4052899528178 | VFP300-G3-865-06 12W 24V 10X1 OSRAM | 6000 | 100.4884 | 3240.7496 | 0% | уточнять доступность
VALUE FLEX PROTECT SHORTPITCH 1200 IP66 | 4052899528383 | VFP1200S-G3-827-06 60W 24V 10X1 OSRAM | 6000 | 224.621 | 7244.0285 | 0% | уточнять доступность
| 4052899528406 | VFP1200S-G3-830-06 60W 24V 10X1 OSRAM | 6000 | 224.621 | 7244.0285 | 0% | уточнять доступность
| 4052899528420 | VFP1200S-G3-840-06 60W 24V 10X1 OSRAM | 6000 | 224.621 | 7244.0285 | 0% | уточнять доступность
| 4052899528444 | VFP1200S-G3-865-06 60W 24V 10X1 OSRAM | 6000 | 224.621 | 7244.0285 | 0% | уточнять доступность
VALUE FLEX PROTECT SHORTPITCH 800 IP66 | 4052899526457 | VFP800S-G3-827-06 38,5W 24V 10X1 OSRAM | 6000 | 181.7657 | 5861.9441 | 0% | уточнять доступность
| 4052899526471 | VFP800S-G3-830-06 38,5W 24V 10X1 OSRAM | 6000 | 181.7657 | 5861.9441 | 0% | уточнять доступность
| 4052899526495 | VFP800S-G3-840-06 38,5W 24V 10X1 OSRAM | 6000 | 181.7657 | 5861.9441 | 0% | уточнять доступность
| 4052899526518 | VFP800S-G3-865-06 38,5W 24V 10X1 OSRAM | 6000 | 181.7657 | 5861.9441 | 0% | уточнять доступность
Flexible LED modules – Accessories | EAN | Опис | Довжина модуля, мм. | Ціна, в евро | Ціна, в грн з ПДВ | Зміна в % | Примечание
| 4052899452176 | FXD-CS -G1 10X1 OSRAM, упаковка - 20 шт. | KIT20 | 48.8772 | 1576.2911 | 0% | уточнять доступность
| 4052899452121 | FXD-CS- G1 10X1 OSRAM, упаковка - 20 шт. | KIT20 | 35.533 | 1145.9386 | 0% | уточнять доступность
| 4052899452107 | FX-DCS -G1-ECT-KIT20 OSRAM, упаковка - 20 шт. | KIT20 | 31.8607 | 1027.5083 | 0% | уточнять доступность
| 4052899452206 | FXD-CS-G1- 10X1 OSRAM, упаковка - 20 шт. | KIT20 | 62.1956 | 2005.8095 | 0% | уточнять доступность
| 4052899452039 | FXD-CS-G1-2C-14X11-100 10X1 OSRAM, упаковка - 5 шт. | KIT 5 | 115.4951 | 3724.7174 | 0% | уточнять доступность
| 4052899452077 | FXD-CS-G1-2C-14X11-100+EC+ GL 10X1 OSRAM, упаковка - 5 шт. | KIT 5 | 133.2616 | 4297.6867 | 0% | уточнять доступность
| 4052899452053 | FXD-CS-G1-2C-14X11-100+EC+GL 10X1 OSRAM, упаковка - 5 шт. | KIT 5 | 130.3135 | 4202.6089 | 0% | уточнять доступность
| 4052899452015 | FXD-CS-G1-2P-14X11- 100 10X1 OSRAM, упаковка - 5 шт. | KIT 5 | 82.9103 | 2673.8567 | 0% | уточнять доступность
| 4052899451971 | FXD-CS-G1-2P-14X11-100 10X1 OSRAM, упаковка - 5 шт. | KIT 5 | 73.4193 | 2367.7727 | 0% | уточнять доступность
| 4052899451995 | FXD-CS-G1-2P-14X11-100+EC+GL 10X1 OSRAM, упаковка - 5 шт. | KIT 5 | 79.9621 | 2578.7788 | 0% | уточнять доступность
| 4052899452541 | FX-LFDM-G1-BS-12H13 50X1 OSRAM | 50 | 1.1379 | 36.6967 | 0% | уточнять доступность
| 4052899452572 | FX-LFDM-G1-BSL-12H13E9 50X1 OSRAM | 50 | 1.1379 | 36.6967 | 0% | уточнять доступность
| 4052899452480 | FX-LFDM-G1-BT-17H11 50X1 OSRAM | 50 | 1.1379 | 36.6967 | 0% | уточнять доступность
| 4052899452510 | FX-LFDM-G1-BTL-17H11E9 50X1 OSRAM | 50 | 1.1379 | 36.6967 | 0% | уточнять доступность
| 4052899544925 | FX-LFDM-G1-TS-16H16-200 4X5 OSRAM , упаковка - 5 шт. | KIT 5 | 291.9704 | 9416.0456 | 0% | уточнять доступность
| 4052899544949 | FX-LFDM-G1-TT-16H16-200 4X5 OSRAM , упаковка - 5 шт. | KIT 5 | 206.112 | 6647.1111 | 0% | уточнять доступность
| 4052899544963 | FX-LFDM-G1-TTL-16H11W10-200 4X5 OSRAM , упаковка - 5 шт. | KIT 5 | 198.0951 | 6388.566 | 0% | уточнять доступность
| 4052899450080 | FX-QME-G1-EXGP-T810G12H25 10XBT40 OSRAM | 40 | 2.5085 | 80.8996 | 0% | уточнять доступность
| 4052899448759 | FX-QME-G1-T810G12H25-300 4X1 OSRAM | 4 | 73.7555 | 2378.6149 | 0% | уточнять доступность
| 4052899446939 | FX-QMH-G1-BUHR42PL-TU15H23W410XBT40OSRAM | 40 | 4.2153 | 135.9447 | 0% | уточнять доступность
| 4052899449848 | FX-QMH-G1-EFGP-TU15H23W4 10XBT40 OSRAM | 40 | 3.0257 | 97.5799 | 0% | уточнять доступность
| 4052899449022 | FX-QMH-G1-TU15H23W4-105 20X1 OSRAM | 20 | 13.2925 | 428.6845 | 0% | уточнять доступность
| 4052899446861 | FX-QMS-G1-BMZI-DIV1 10XBT40 OSRAM | 40 | 1.7068 | 55.0451 | 0% | уточнять доступность
| 4052899446960 | FX-QMS-G1-BMZI-T45D19H19 10XBT40 OSRAM | 40 | 2.3016 | 74.2275 | 0% | уточнять доступность
| 4052899446991 | FX-QMS-G1-CFDB-300 40X1 OSRAM | 40 | 23.5593 | 759.789 | 0% | уточнять доступность
| 4052899447059 | FX-QMS-G1-CFDL-300 40X1 OSRAM | 40 | 23.5076 | 758.1209 | 0% | уточнять доступность
| 4052899447783 | FX-QMS-G1-CLT-300 40X1 OSRAM | 40 | 48.7997 | 1573.789 | 0% | уточнять доступность
| 4052899450028 | FX-QMS-G1-EFGP-T45D19H19 10XBT40 OSRAM | 40 | 1.7327 | 55.8791 | 0% | уточнять доступность
| 4052899449107 | FX-QMS-G1-EFGP-TU15H6 10XBT40 OSRAM | 40 | 1.6034 | 51.709 | 0% | уточнять доступность
| 4052899449138 | FX-QMS-G1-EFGP-TU15H6W3 10XBT40 OSRAM | 40 | 1.6034 | 51.709 | 0% | уточнять доступность
| 4052899449183 | FX-QMS-G1-EFGP-TU16H12LS 10XBT40 OSRAM | 40 | 1.6034 | 51.709 | 0% | уточнять доступность
| 4052899449817 | FX-QMS-G1-EFGP-TU16H12W3 10XBT40 OSRAM | 40 | 1.7068 | 55.0451 | 0% | уточнять доступность
| 4052899449879 | FX-QMS-G1-ELGP-TU16H12LS 10XBT40 OSRAM | 40 | 1.6034 | 51.709 | 0% | уточнять доступность
| 4052899448667 | FX-QMS-G1-T45D19H19-300 4X1 OSRAM | 4 | 44.2481 | 1427.0021 | 0% | уточнять доступность
| 4052899449008 | FX-QMS-G1-TR19H16-300 20X1 OSRAM | 20 | 36.5933 | 1180.1333 | 0% | уточнять доступность
| 4052899448865 | FX-QMS-G1-TU15H6-300 40X1 OSRAM | 40 | 24.8265 | 800.6558 | 0% | уточнять доступность
| 4052899448889 | FX-QMS-G1-TU15H6W3-300 40X1 OSRAM | 40 | 26.4041 | 851.5308 | 0% | уточнять доступность
| 4052899448964 | FX-QMS-G1-TU16H12-300 20X1 OSRAM | 20 | 26.7661 | 863.207 | 0% | уточнять доступность
| 4052899449046 | FX-QMS-G1-TU16H12LS-300 20X1 OSRAM | 20 | 39.9811 | 1289.3894 | 0% | уточнять доступность
| 4052899448988 | FX-QMS-G1-TU16H12W3-300 20X1 OSRAM | 20 | 26.8696 | 866.5431 | 0% | уточнять доступность
| 4052899450165 | FX-QMW-G1-EFGP-PC30 10XBT40 OSRAM | 40 | 2.6637 | 85.9037 | 0% | уточнять доступность
| 4052899450240 | FX-QMW-G1-EFGP-TU26H25 10XBT40 OSRAM | 40 | 2.6637 | 85.9037 | 0% | уточнять доступность
| 4052899450134 | FX-QMW-G1-EFGP-TU26H25W10 10XBT40 OSRAM | 40 | 2.6637 | 85.9037 | 0% | уточнять доступность
| 4052899450219 | FX-QMW-G1-EFGP-TU26H25W2 10XBT40 OSRAM | 40 | 2.6637 | 85.9037 | 0% | уточнять доступность
| 4052899450271 | FX-QMW-G1-ERGP-TU26H8 10XBT40 OSRAM | 40 | 2.6637 | 85.9037 | 0% | уточнять доступность
| 4052899449060 | FX-QMW-G1-P125C30-DIV1-300 4X1 OSRAM | 4 | 50.2996 | 1622.162 | 0% | уточнять доступность
| 4052899448827 | FX-QMW-G1-TK30D46H27-300 10X1 OSRAM | 10 | 65.9713 | 2127.5759 | 0% | уточнять доступность
| 4052899447806 | FX-QMW-G1-CFDB-300 40X1 OSRAM | 40 | 48.3859 | 1560.4448 | 0% | уточнять доступность
| 4052899447035 | FX-QMW-G1-CRD-300 40X1 OSRAM | 40 | 39.1277 | 1261.8669 | 0% | уточнять доступность
| 4052899449909 | FX-QMW-G1-EFGP-R-TK30D46H27 10XBT40OSRAM | 40 | 2.612 | 84.2357 | 0% | уточнять доступность
| 4052899450059 | FX-QMW-G1-EFGP-L-TK30D46H27 10XBT40OSRAM | 40 | 2.612 | 84.2357 | 0% | уточнять доступность
| 4052899446731 | FX-QMW-G1-XCLPL1-DIV1 10XBT40 OSRAM | 40 | 2.224 | 71.7254 | 0% | уточнять доступность
| 4052899448773 | FX-QMW-G1-TU26H25W10-300 4X1 OSRAM | 4 | 68.5833 | 2211.8116 | 0% | уточнять доступность
| 4052899448803 | FX-QMW-G1-TU26H25-300 20X1 OSRAM | 20 | 56.6097 | 1825.662 | 0% | уточнять доступность
| 4052899448841 | FX-QMW-G1-TU26H25W2-300 20X1 OSRAM | 20 | 57.2303 | 1845.6784 | 0% | уточнять доступность
| 4052899448643 | FX-QMW-G1-TU26H8-300 20X1 OSRAM | 20 | 32.0159 | 1032.5124 | 0% | уточнять доступность
| 4052899446786 | FX-QMW-G1-SRME-DIV1 10XBT40 OSRAM | 40 | 6.1291 | 197.6619 | 0% | уточнять доступность
| 4052899446830 | FX-QMW-G1-SMME-DIV1 10XBT40 OSRAM | 40 | 2.5085 | 80.8996 | 0% | уточнять доступность
| 4008321875587 | FX-SC08-G1-FW4P-LIN-0030 100X100 OSRAM , упаковка - 100 шт. | KIT100 | 27.1023 | 874.0492 | 0% | уточнять доступность
| 4008321875563 | FX-SC08-G1-FW4P-LIN-0150 100X50 OSRAM , упаковка - 50 шт. | KIT50 | 27.1023 | 874.0492 | 0% | уточнять доступность
| 4052899464919 | FX-SC08-G2-BTJ-IP54 50XFS25 OSRAM | 25 | 2.6637 | 85.9037 | 0% | уточнять доступность
| 4052899568853 | FX-SC08-G2-BTJ-IP54 10XBT25 OSRAM | 25 | 3.3575 | 108.2792 | 0% | уточнять доступность
| 4052899464889 | FX-SC08-G2-C2PF-IP54-0500 14XFS20 OSRAM | 20 | 5.7153 | 184.3176 | 0% | уточнять доступность
| 4052899464735 | FX-SC08-G2-CT2PF-0500 14XFS20 OSRAM | 20 | 3.5171 | 113.4262 | 0% | уточнять доступность
| 4052899464766 | FX-SC08-G2-CT2PF-1000 14XFS20 OSRAM | 20 | 5.4567 | 175.9775 | 0% | уточнять доступность
| 4052899482999 | FX-SC08-G2-CT3PF-0500HF 14XFS20 OSRAM | 20 | 5.1722 | 166.8033 | 0% | уточнять доступность
| 4052899483026 | FX-SC08-G2-CT3PFE-0500HF 14XFS20 OSRAM | 20 | 5.1722 | 166.8033 | 0% | уточнять доступность
| 4052899464797 | FX-SC08-G2-CT4PF-0500 14XFS20 OSRAM | 20 | 3.9309 | 126.7705 | 0% | уточнять доступность
| 4052899464827 | FX-SC08-G2-CT4PF-1000 14XFS20 OSRAM | 20 | 6.4911 | 209.3381 | 0% | уточнять доступность
| 4052899464858 | FX-SC08-G2-CT4PJ 50XFS25 OSRAM | 25 | 3.0257 | 97.5799 | 0% | уточнять доступность
| 4052899125735 | LF-2CONN CONNECTSYSTEM IP67 LP 10X5OSRAM , упаковка - 5 шт. | KIT5 | 74.5092 | 2402.9205 | 0% | уточнять доступность
| 4008321977083 | LF-2CONN CONNECTSYSTEM PROTECT 10X5OSRAM , упаковка - 5 шт. | KIT5 | 62.3176 | 2009.7413 | 0% | уточнять доступность
| 4052899125711 | LF-2PIN CONNECTSYSTEM IP67 LP 10X5 OSRAM , упаковка - 5 шт. | KIT5 | 54.1898 | 1747.6219 | 0% | уточнять доступность
| 4008321977069 | LF-2PIN CONNECTSYSTEM PROTECT 10X5 OSRAM , упаковка - 5 шт. | KIT5 | 48.7664 | 1572.7167 | 0% | уточнять доступность
| 4008321955357 | LF-2TERM FLEX CONNECTSYSTEM 20X10 OSRAM , упаковка - 10 шт. | KIT10 | 94.8285 | 3058.2192 | 0% | уточнять доступность
| 4008321977090 | LF-4 CONNECTSYSTEM PROTECT 10X5 OSRAM , упаковка - 5 шт. | KIT5 | 67.741 | 2184.6465 | 0% | уточнять доступность
| 4008321977076 | LF-4PIN CONNECTSYSTEM PROTECT 10X5 OSRAM , упаковка - 5 шт. | KIT5 | 51.4855 | 1660.4076 | 0% | уточнять доступность
| 4008321514585 | LF-4PIN FLEX CONNECTSYSTEM 10X10 OSRAM , упаковка - 10 шт. | KIT10 | 62.3176 | 2009.7413 | 0% | уточнять доступность
| 4008321644749 | LF-CLIP FIXTURE PROTECT BT 10X50 OSRAM , упаковка - 50 шт. | KIT50 | 10.8468 | 349.8103 | 0% | уточнять доступность
| 4008321955333 | LF-CONN-10FLEX CONNECTSYS 20X10 OSRAM , упаковка - 5 шт. | KIT5 | 86.7008 | 2796.0997 | 0% | уточнять доступность
| 4008321955340 | LF-CONN-150 FLEX CONNECTSYSTEM10X10OSRAM , упаковка - 10 шт. | KIT10 | 86.7008 | 2796.0997 | 0% | уточнять доступность
| 4052899902565 | LF-ENDCAP CONNECTSYSTEMIP67 LP10X10OSRAM , упаковка - 10 шт. | KIT10 | 14.3639 | 463.2366 | 0% | уточнять доступность
| 4008321977106 | LF-ENDCAP CONNECTSYSTEMPROTECT10X10OSRAM , упаковка - 10 шт. | KIT10 | 14.3639 | 463.2366 | 0% | уточнять доступность
| 4008321978981 | LF-LTS-2100 SLIM TRACK VS40 EN OSRAM | 40 | 17.615 | 568.0843 | 0% | уточнять доступность
| 4008321790187 | LF-LTS-COVER-CLEAR VS40 EN OSRAM | 40 | 9.4873 | 305.9649 | 0% | уточнять доступность
| 4008321979001 | LF-LTS-COVER-DIFFUSE VS40 EN OSRAM | 40 | 16.8022 | 541.8724 | 0% | уточнять доступность
| 4008321790200 | LF-LTS-COVER-SHORTPITCH VS40 EN OSRAM | 40 | 12.1916 | 393.1792 | 0% | уточнять доступность
| 4052899387591 | LF-LTS-ENDCAP 8X20 OSRAM , упаковка - 20 шт. | KIT20 | 25.861 | 834.0164 | 0% | уточнять доступность
| 4052899381018 | LF-LTS-MB MOUNTING BRACKET 8X35 OSRAM , упаковка - 35 шт. | KIT35 | 9.9565 | 321.0963 | 0% | уточнять доступность
| 4008321867636 | VF-TR1000 VS20 OSRAM | 20 | 5.3939 | 173.952 | 0% | уточнять доступность
| 4008321893789 | VI-TR1000 VS20 OSRAM | 20 | 5.3939 | 173.952 | 0% | уточнять доступность
Control gears & dimmers | EAN | Опис | Довжина модуля, мм. | Ціна, в евро | Ціна, в грн з ПДВ | Зміна в % | Примечание
OPTOTRONIC Constant Voltage 24V | 4008321113269 | OT 6/200-240/24 CE VS20 OSRAM |  | 33.2203 | 1071.3537 | 0% | уточнять доступность
| 4050300618111 | OT 20/220-240/24 VS20 OSRAM |  | 14.8959 | 480.3935 | 0% | уточнять доступность
| 4052899545809 | OT 20/220-240/24 DIM P 20X1 OSRAM |  | 43.3873 | 1399.2413 | 0% | уточнять доступность
| 4052899545922 | OT 20/220-240/24 P 20X1 OSRAM |  | 37.8309 | 1220.0469 | 0% | уточнять доступность
| 4050300618111 | OT 20/220-240/24 VS20 OSRAM |  | 14.8959 | 480.3935 | 0% | уточнять доступность
| 4052899545823 | OT 40/220-240/24 DIM P 20X1 OSRAM |  | 56.8646 | 1833.883 | 0% | уточнять доступность
| 4052899545946 | OT 40/220-240/24 P 20X1 OSRAM |  | 49.6531 | 1601.3116 | 0% | уточнять доступность
| 4052899905566 | OT 50/220-240/24 VS20 OSRAM |  | 46.5793 | 1502.1828 | 0% | уточнять доступность
| 4052899043510 | OT 50/220-240/24 P VS30 OSRAM |  | 47.7615 | 1540.3092 | новинка | уточнять доступность
| 4052899545847 | OT 60/220-240/24 DIM P 20X1 OSRAM |  | 67.741 | 2184.6465 | 0% | уточнять доступность
| 4052899545960 | OT 60/220-240/24 P 20X1 OSRAM |  | 60.4112 | 1948.2624 | 0% | уточнять доступность
| 4050300817477 | OT 75/220-240/24 VS10 OSRAM |  | 43.3873 | 1399.2413 | 0% | уточнять доступность
| 4008321362476 | OT 75/220-240/24 E VS10 OSRAM |  | 51.4264 | 1658.5013 | 0% | уточнять доступность
| 4008321981677 | OT 80/24 DIM P 10X1 OSRAM |  | 94.8137 | 3057.7426 | 0% | уточнять доступность
| 4052899545861 | OT 100/220-240/24 DIM P 10X1 OSRAM |  | 92.0946 | 2970.0517 | 0% | уточнять доступность
| 4052899545984 | OT 100/220-240/24 P 10X1 OSRAM |  | 81.6911 | 2634.5388 | 0% | уточнять доступность
| 4008321981707 | OT 120/220-240/24 P 10X1 OSRAM |  | 89.3755 | 2882.3608 | 0% | уточнять доступность
| 4008321981691 | OT 120/24 DIM P 10X1 OSRAM |  | 108.4092 | 3496.1969 | 0% | уточнять доступность
| 4008321645715 | OTE 120/220-240/24 E 10X1 OSRAM |  | 59.5837 | 1921.5739 | 0% | уточнять доступность
| 4052899545885 | OT 130/220-240/24 DIM P DIM 10X1 OSRAM |  | 97.5328 | 3145.4334 | 0% | уточнять доступность
| 4052899546004 | OT 130/220-240/24 P 10X1 OSRAM |  | 88.4298 | 2851.8597 | 0% | уточнять доступность
| 4008321981721 | OT 240/220-240/24 P 8X1 OSRAM |  | 138.2011 | 4456.9839 | 0% | уточнять доступность
| 4008321981714 | OT 240/24 DIM P 8X1 OSRAM |  | 176.1502 | 5680.8434 | 0% | уточнять доступность
| 4052899545908 | OT 250/220-240/24 DIM P 10X1 OSRAM |  | 135.3637 | 4365.4804 | 0% | уточнять доступность
| 4052899546028 | OT 250/220-240/24 P 10X1 OSRAM |  | 127.7975 | 4121.471 | 17% | уточнять доступность
| 4052899452916 | OTI DALI 50/220-240/24 1-4 CH VS20 OSRAM |  | 83.9373 | 2706.9791 | 17% | уточнять доступность
| 4052899490772 | OTI DALI 50/220-240/24 TW VS20 OSRAM |  | 83.9373 | 2706.9791 | 0% | уточнять доступность
| 4008321371560 | OTI DALI 75/220-240/24 1-4CHDIM20X1OSRAM |  | 109.2368 | 3522.8855 | 0% | уточнять доступность
| 4052899452893 | OTI DALI 80/220-240/24 1-4 CH VS20 OSRAM |  | 95.1684 | 3069.1805 | 0% | уточнять доступность
| 4052899490758 | OTI DALI 80/220-240/24 TW VS20 OSRAM |  | 101.907 | 3286.5014 | 0% | уточнять доступность
| 4052899986305 | OTI DALI 160/220-240/24 1-2 CH VS20OSRAM |  | 181.8248 | 5863.8505 | 0% | уточнять доступность
| 4052899986312 | OTI DALI 160/220-240/24 TW VS20 OSRAM |  | 173.0764 | 5581.7146 | 0% | уточнять доступность
| 4052899465916 | DALI MCU TW 15X1 OSRAM |  | 129.4527 | 4174.848 | новинка | уточнять доступность

## Tracks for DIFFUSE
OSRAM Ukraine
Stand: 23.02.2018
Price list by LED systems
Tracks
Ordering code | Product Name | Description | Pictures
4052899448865 | FX-QMS-G1-TU15H6-300 | SLIM TRACKS | 1
4052899448889 | FX-QMS-G1-TU15H6W3-300 | SLIM TRACKS | 2
4052899448964 | FX-QMS-G1-TU16H12-300 | SLIM TRACKS | 3
4052899448988 | FX-QMS-G1-TU16H12W3-300 | SLIM TRACKS | 4
4052899449008 | FX-QMS-G1-TR19H16-300 | SLIM TRACKS | 5
4052899449046 | FX-QMS-G1-TU16H12LS-300 | SLIM TRACKS | 6
4052899448667 | FX-QMS-G1-T45D19H19-300 | SLIM TRACKS | 7
4052899449022 | FX-QMH-G1-TU15H23W4-105 | HANDRAIL TRACK | 8
4052899448827 | FX-QMW-G1-TK30D46H27-300 | WIDE TRACK | 9
4052899448773 | FX-QMW-G1-TU26H25W10-300 | WIDE TRACK | 10
4052899448643 | FX-QMW-G1-TU26H8-300 | WIDE TRACK | 11
4052899448841 | FX-QMW-G1-TU26H25W2-300 | WIDE TRACK | 12
4052899448803 | FX-QMW-G1-TU26H25-300 | WIDE TRACK | 13
4052899448711 | FX-QME-G1-T6G10H25-300 | EDGE LIGHTNG TRACK | 14
4052899448759 | FX-QME-G1-T810G12H25-300 | EDGE LIGHTNG TRACK | 15
4052899449060 | FX-QMW-G1-P125C30-DIV1-300 | MOUNTING PROFILE METAL | 16
| 10 11 12 13 | To be used with:
Covers
Ordering code | Product Name | Description | Pictures
4052899447059 | FX-QMS-G1-CFDL-300 | Slim cover frosted | 1
4052899446991 | FX-QMS-G1-CFDB-300 | Slim cover frosted matte (also for handrail) | 2
4052899447783 | FX-QMS-G1-CLT-300 | Slim lens cover transparent | 3
4052899447806 | FX-QMW-G1-CFDB-300 | Wide cover flat frosted | 4
4052899447035 | FX-QMW-G1-CRD-300 | Wide cover round frosted matte | 5
End caps
Ordering code | Product Name | Description | Pictures
4052899449107 | FX-QMS-G1-EFGP-TU15H6 | End cap grey plain for Slim 1* | 6
4052899449138 | FX-QMS-G1-EFGP-TU15H6W3 | End cap grey plain for Slim 2* | 7
4052899449183 | FX-QMS-G1-EFGP-TU16H12LS | End cap grey plain for Slim 3*, 6* | 8
4052899449817 | FX-QMS-G1-EFGP-TU16H12W3 | End cap grey plain for Slim 4* | 9
4052899450028 | FX-QMS-G1-EFGP-T45D19H19 | End cap grey plain for Slim 7* | 10
4052899449879 | FX-QMS-G1-ELGP-TU16H12LS | End cap round grey plain for Slim 6* | 11
4052899449848 | FX-QMHR-G1-EFGP-TU15H23W4 | End cap grey plain for Handrail | 12
SLIM TRACKS | *numbers of tracks from previous slide as follow:
End caps
|  | Description | Pictures
|  | Flat end cap grey plain left side for wide 9* | 13
|  | Flat end cap grey plain right side for wide 9* | 14
|  | Flat end cap grey plain for wide 10* | 15
|  | Flat end cap grey plain for wide 12* | 16
|  | Flat end cap grey plain for wide 13* | 17
|  | Round end cap grey plain for wide 11* | 18
|  | End cap grey for edge lighting 14* | 19
|  | End cap grey for edge lighting 15* | 20
|  | End cap for mouting profile 16* | 21
|  | Clip for mouting profile 16* | 22
Mouting brackets
|  | Description | Pictures
|  | Mouting bracket for slim 1, 3, 5, 6* | 23
|  | Mouting bracket for slim 7* | 24
|  | Mouting bracket for handrail | 25
Springs
|  | Description | Pictures
|  | Mouting spring metal for wide 10* | 26
|  | Mouting spring metal for wide 11, 13* | 27

## LED OSRAM SVT
2018-11-16
32.25
Тип колбы | Стовпець2 | Гарантия | Средний срок службы | Количество циклов вкл./выкл. | Характеристики | Диммирование | Упаковка | EAN | Фото | Базовая цена, евро с НДС /1 шт | Базовая цена, грн с НДС /1 шт | Изменение цены | регулярно поддерживается на остатке в Киеве
A | L S CLA40 5,5W/827 230V FR E27 10X1 OSRAM w.o. CE | 2 года | 15000 | 100000 | 5,5W, 470 lm, 2700K | - | 10 шт | 4052899971516 |  | 1.2503 | 40.3223 | 0% | да
A | L S CLA40 5,5W/840 230V FR E27 10X1 OSRAM v.o. CE | 2 года | 15000 | 100000 | 5,5W, 470 lm, 4000K | - | 10 шт | 4058075086616 |  | 1.2503 | 40.3223 | 0% | да
A | LS CL A60 7W/827 230V FR E27 10X1 OSRAM v.o. CE | 2 года | 15000 | 100000 | 7W, 600lm, 2700K | - | 10 шт. | 4058075096387 |  | 1.3071 | 42.1551 | 0% | да
A | LS CL A60 7W/840 230V FR E27 10X1 OSRAM v.o. CE | 2 года | 15000 | 100000 | 7W, 600lm, 4000K | - | 10 шт. | 4058075096417 |  | 1.3071 | 42.1551 | 0% | да
A | LED S CLA75 9W/827 230V FR E27 10X1 OSRAM w.o. CE | 2 года | 15000 | 100000 | 9W, 806lm, 2700K | - | 10 шт | 4052899971554 |  | 1.4036 | 45.2675 | -5% | да
A | LED S CLA75 9W/840 230V FR E27 10X1 OSRAM v.o. CE | 2 года | 15000 | 100000 | 9W, 806lm, 4000K | - | 10 шт. | 4058075086647 |  | 1.4776 | 47.6536 | 0% | да
A | LS CLA 100 10,5W/827 230V FR E27 OSRAM w.o. CE | 2 года | 15000 | 100000 | 10,5W, 1055lm, 2700K | - | 10 шт. | 4052899971578 |  | 2.046 | 65.982 | 0% | да
A | LS CLA100 10,5W/840 230V FR E27 OSRAM v.o. CE | 2 года | 15000 | 100000 | 10,5W, 1055lm, 4000K | - | 10 шт. | 4058075086678 |  | 2.046 | 65.982 | 0% | да
A | LS CL A150 14W/827 230V FR E27 OSRAM v.o. CE | 2 года | 15000 | 100000 | 14W, 1521lm, 2700K | - | 10 шт. | 4058075056985 |  | 3.6372 | 117.3012 | 0% | да
A | LS CL A150 14W/840 230V FR E27 OSRAM v.o. CE | 2 года | 15000 | 100000 | 14W, 1521lm, 4000K | - | 10 шт. | 4058075057043 |  | 3.6372 | 117.3012 | 0% | времено недоступна
A | LED VALUE CL A 40 6W/827 E27 FR | 3 года | 15000 | 100000 | 6W, 470 lm, 2700K | - | 10 шт | 4052899326927 |  | 1.5913 | 51.3193 | 0% | да
A | VALUE CLA60 8,5W/827 220-240V FR E27 (коробка) | 3 года | 10000 | 50000 | 8,5W, 806lm, 2700K | - | 10 шт. | 4052899326842 |  | 1.6481 | 53.1521 | 0% | да
A | VALUE CLA60 9,5W/840 220-240V FR E27 (коробка) | 3 года | 10000 | 50000 | 9,5W, 806lm, 4000K | - | 10 шт. | 4052899973381 |  | 1.6481 | 53.1521 | 0% | да
A | VALUE CLA60 8,5W/865 220-240V FR E27 (коробка) | 3 года | 10000 | 100000 | 8,5W, 806lm, 6500K | - | 10 шт. | 4052899326873 |  | 1.6481 | 53.1521 | 0% | да
A | PARATHOM CLA 150 20W/827 220-240V FR E27 | 3 года | 15000 | 100000 | 20W, 2 452 lm, 2700K | - | 10 шт. | 4052899959125 |  | 8.6839 | 280.0567 | 0% | да
A | LED Star CLA 150 20W/840 220-240V FR E27 | 3 года | 15000 | 100000 | 20W, 2 452 lm, 4000K | - | 10 шт. | 4058075127395 |  | 8.6839 | 280.0567 | 0% | нет
A | SUPERSTAR A60 E27 диммируемая, угол 230° теплый белый | 3 года | 20000 | 100000 | 10W, 810lm, 2700K | + | 4 шт | 4052899911222 |  | 2.8634 | 92.3463 | -3% | да
A | LEDSCLA60REM 9W/827 230V FR E27 BLI1 OSRAM | 3 года | 25000 | 100000 | 9W, 806lm, 2700K | + | 6 шт. | 4058075045675 |  | 7.0472 | 227.2712 | 0% | нет
Duo Click Dim | LEDSCLA602XD 8W/827 230V FR E27 6XBLI1 OSRAM | 3 года | 15000 | 100000 | 8,5W, 806 lm, 200K |  | 6 шт | 4058075037557 |  | 4.8122 | 155.1932 | новинка | нет
A | VALUECLA75 11,5W/827 230VFR E2710X1OSRAM | 3 года | 10000 | 50000 | 11,5W, 1055lm, 2700K | - | 10 шт. | 4052899971028 |  | 2.2505 | 72.5801 | 0% | да
A | VALUE CLA75 11,5W/840 230VFR E27 OSRAM | 3 года | 10000 | 50000 | 11,5W, 1055lm, 4000K | - | 10 шт. | 4052899973404 |  | 2.2505 | 72.5801 | 0% | да
A | VALUECLA75 11,5W/865 230VFR E2710X1OSRAM | 3 года | 10000 | 50000 | 11,5W, 1055lm, 6500K |  |  | 4052899971035 |  | 2.2505 | 72.5801 | 0% | да
A | VALUE CL A100 14,5W/827 230V FR E27 10X1 OSRAM | 3 года | 10000 | 50000 | 14,5W, 1521lm, 2700K | - | 10 шт | 4052899971097 |  | 3.7509 | 120.9669 | 0% | да
A | VALUE CL A100 14,5W/840 230V FR E27 10X1 OSRAM | 3 года | 10000 | 50000 | 14,5W, 1521lm, 4000K | - | 10 шт | 4052899973428 |  | 3.7509 | 120.9669 | 0% | да
A | VALUE CL A100 14,5W/865 230V FR E27 10X1 OSRAM | 3 года | 10000 | 50000 | 14,5W, 1521lm, 6500K | - | 10 шт | 4052899971042 |  | 3.7509 | 120.9669 | 0% | да
A | Parathom LED CLA100 DIM 13W/827 230VFR E27 10X1OSRAM | 3 года | 25000 | 100000 | 13W, 1521m, 2700K | + | 10 шт | 4052899960909 |  | 5.6605 | 182.5501 | 0% | да
A | LEDPCLA150D 21W/827 230VFR E27 FS1 | 3 года | 25000 | 100000 | 21W, 2452lm, 2700K | + | 10 шт | 4058075147072 |  | 10.4571 | 337.2411 | 0% | нет
GL | LEDPG95100 11,5W/827 230VGLFRE276X1OSRAM | 3 года | 15000 | 100000 | 11,5W, 1521lm, 2700K | - | 6 шт | 4058075815810 |  | 7.8428 | 252.9308 | 0% | нет
new | LED SUPERSTAR G95 75 DIM 12W/827 220-240V FR E27 6X1 OSRAM | 3 года | 25000 | 100000 | 12W, 1055lm, 2700K | + | 6 шт | 4052899961159 |  | 4.3539 | 140.4129 | новинка | нет
GL | GLOB филаментный CL G125 60 6W/827 220-240V FIL E27 4X1 OSRAM | 3 года | 15000 | 100000 | 6W, 806lm, 2700K | - | 4 шт | 4052899972377 |  | 5.4545 | 175.9073 | 0% | да
B | LS CL B60 6,5W/840 230VFR E14 10X1 OSRAM | 2 года | 15000 | 100000 | 6,5W, 550lm, 4000K | - | 10 шт | 4058075134140 |  | 1.364 | 43.988 | 0% | нет
B | LS CL B60 6,5W/830 230VFR E27 10X1 OSRAM | 2 года | 15000 | 100000 | 6,5W, 550lm, 3000K | - | 10 шт | 4058075134232 |  | 1.364 | 43.988 | 0% | нет
B | LS CL B60 6,5W/840 230VFR E27 10X1 OSRAM | 2 года | 15000 | 100000 | 6,5W, 550lm, 4000K | - | 10 шт | 4058075134201 |  | 1.364 | 43.988 | 0% | нет
B | LSCLB60 6,5W/830 230VFR E14 | 2 года | 15000 | 100000 | 6,5W, 550lm, 3000K | - | 10 шт | 4058075134171 |  | 1.364 | 43.988 | 0% | да
B | VALUE CL B40 6W/827 220-240V FR E14 КОРОБКА | 2 года | 10000 | 50000 | 6,5W, 470lm, 2700K | - | 10 шт | 4052899326453 |  | 1.7618 | 56.8178 | 0% | да
B | VALUE CL B40 5W/840 220-240V FR E14 10X1 OSRAM | 3 года | 10000 | 50000 | 5W, 470lm, 4000K | - | 10 шт | 4052899973367 |  | 1.7618 | 56.8178 | 0% | да
new | VALUECLB60 7W/827 230VFR E14 10X1 OSRAM | 3 года | 15000 | 100000 | 7W, 806lm, 2700K | - | 10 шт | 4058075152915 |  | 2.2915 | 73.9015 | новинка | да
B | LEDPCLB40D 5,7W/827 230VFR E14 FS1 | 3 года | 25000 | 100000 | 5,7W, 470lm, 2700K | + | 10 шт | 4058075101159 |  | 3.0738 | 99.1313 | 0% | нет
P | LS CL P40 5W/840 230V FR E14 OSRAM w.o. CE | 2 года | 15000 | 100000 | 5,4W, 470lm, 4000K | - | 10 шт | 4058075056923 |  | 1.023 | 32.991 | 0% | да
P | LS CLP40 5,4W/830 230V CL E14 OSRAM v.o. CE | 2 года | 15000 | 100000 | 5,4W, 470lm, 3000K | - | 10 шт | 4052899971622 |  | 1.4972 | 48.2839 | 0% | да
P | LS CL P40 5,4/830 220-240V CL E27 OSRAM v.o. CE | 2 года | 15000 | 100000 | 5,4W, 470lm, 3000K | - | 10 шт | 4052899971639 |  | 1.023 | 32.991 | 0% | да
P | LS CL P40 5,7W/827 230VFR E27 OSRAM | 3 года | 15000 | 100000 | 5,7W, 470 lm, 2700K | - | 6 шт | 4052899911949 |  | 3.1826 | 102.6386 | 0% | да
P | LED VALUE CL P 40 5,7W/827 E14 FR 10x1 | 3 года | 15000 | 100000 | 5,7W, 470 lm, 2700K | - | 10 шт | 4058075147898 |  | 1.705 | 54.985 | 0% | да
P | VALUE CLP40 5W/840 FR E14 10X1 OSRAM | 3 года | 15000 | 100000 | 5,7W, 470 lm, 2700K | - | 10 шт | 4058075147911 |  | 1.705 | 54.985 | 0% | да
P | LS CL P60 6,5W/840 230VFR E14 10X1 OSRAM | 2 года | 15000 | 100000 | 6,5W, 550lm, 4000K | - | 10 шт | 4058075134263 |  | 1.364 | 43.988 | 0% | да
P | LS CL P60 6,5W/830 230VFR E14 10X1 OSRAM | 2 года | 15000 | 100000 | 6,5W, 550lm, 3000K | - | 10 шт | 4058075134294 |  | 1.364 | 43.988 | 0% | да
new | VALUECLP60 8W/827 230VFR E14 10X1 OSRAM | 3 года | 15000 | 100000 | 8W, 806lm, 2700K | - | 10 шт. | 4058075152939 |  | 2.2915 | 73.9015 | новинка | да
P | LS CL P60 6,5W/840 230VFR E27 10X1 OSRAM | 2 года | 15000 | 100000 | 6,5W, 550lm, 4000K | - | 10 шт | 4058075134324 |  | 1.3 | 41.9256 | -4.6% | да
P | LS CL P60 6,5W/830 230VFR E27 10X1 OSRAM | 2 года | 15000 | 100000 | 6,5W, 550lm, 3000K | - | 10 шт | 4058075134355 |  | 1.364 | 43.988 | 0% | да
P | SUPERSTAR P40 E14, диммируемая, теплый белый | 4 года | 25000 | 200000 | 6W, 470lm, 2700K | + | 6 шт | 4052899900905 |  | 3.0007 | 96.7735 | 0% | да
P | Parathom LED CL P40 DIM 5W/827 230V glass FR E27 | 3 года | 15000 | 100000 | 5W, 470lm, 2700K | + | 10 шт | 4058075101432 |  | 3.6372 | 117.3012 | 0% | да
R | LS R50 2,8W/827 230V FIL E14 OSRAM v.o. CE | 2 года | 15000 | 100000 | 2,8W, 180lm, 2700K | - | 10 шт | 4058075055414 |  | 2.7279 | 87.9759 | 0% | да
R | SR504636 3W/827 220-240V E14 | 3 года | 15000 | 100000 | 3W, 200lm, 2700K, 540cd | - | 6 шт | 4052899963184 |  | 3.9214 | 126.4654 | 0% | да
R | SSTR50 D 46 36 3,5W/827 220-240V E14 | 3 года | 15000 | 100000 | 3,5W, 230lm, 2700K, 460cd | + | 6 шт | 4052899954946 |  | 5.4559 | 175.9519 | 0% | нет
R | LEDPR5060D 5,9W/927 230V GL E1410X1OSRAM | 3 года | 15000 | 100000 | 5,9W, 345lm, 2700K, 630cd | + | 10 шт | 4058075096943 |  | 4.6602 | 150.2922 | 0% | нет
new | LED Star R50 60 DIM 5,9W/927 230V GL E14 OSRAM | 3 года | 15000 | 100000 | 5,9W, 345lm, Ra ≥90, 2700K, 630cd | + | 10 шт | 4058075125940 |  | 4.2393 | 136.7178 | новинка | да
R | LS R63 4W/827 230V FIL E27 OSRAM v.o. CE | 2 года | 15000 | 100000 | 4W, 360lm, 2700K | - | 10 шт | 4058075055353 |  | 2.2051 | 71.1139 | 0% | да
R | SR636136 5W/827 220-240V E27 | 3 года | 15000 | 100000 | 5W, 370lm, 2700K, 960cd | - | 6 шт | 4052899963580 |  | 5.2058 | 167.8874 | 0% | да
R | SSTR63 D 6136 5W/827 220-240VE27 | 3 года | 15000 | 100000 | 3W, 350lm, 2700K, 960cd | + | 6 шт | 4052899955059 |  | 6.0242 | 194.2802 | 0% | нет
new | LED Super Star R63 60 DIM 5,9W/927 230V GL E27 6XBLI1 OSRAM | 3 года | 25000 | 100000 | 5,9W, 345lm, Ra ≥90, 2700K, 630cd | + | 10 шт | 4058075097087 |  | 6.3017 | 203.2292 | новинка | да
new | LEDPR8060D 5,9W/927 230V GL E2710X1OSRAM | 3 года | 25000 | 100000 | 5,9W, 345lm, 2700K, 630cd | + | 10 шт | 4058075097308 |  | 6.3017 | 203.2292 | новинка | нет
new | LEDPR80100D 9,6W/827 230V GLE2710X1OSRAM | 3 года | 25000 | 100000 | 9,6W, 670lm, 2700K, 1130cd | + | 10 шт | 4058075097186 |  | 6.5308 | 210.6193 | новинка | нет
new | LED Star R80 100 DIM 9,6W/827 230V GL E27 6XBLI1 OSRAM | 3 года | 25000 | 100000 | 9,6W, 670lm, Ra ≥80, 2700K, 1130cd | + | 6 шт | 4058075097162 |  | 6.5308 | 210.6193 | новинка | да
R | LED S R80 4W/827 230V FIL E27 OSRAM w.o. CE | 2 года | 15000 | 100000 | 4W, 360lm, 2700K | - | 10 шт | 4058075055438 |  | 2.5006 | 80.6446 | 0% | да
R | S R806136 5W/827 220-240V E27 | 3 года | 15000 | 100000 | 5W, 390lm, 2700K, 970cd | - | 6 шт | 4052899963603 |  | 6.2515 | 201.6115 | 0% | нет
R | PARATHOM R80 64 36° 5.5 W/827 E27 | 3 года | 25000 | 100000 | 5,5W, 360lm, 2700K, 960cd | + | 10 шт | 4052899955042 |  | 7.9337 | 255.8633 | 0% | да
PAR16 | LSPAR16 50 36 4W/830 370 lm 230V GU10 10X1 OSRAM | 3 года | 15000 | 100000 | 4W, 370lm, 3000K, 810cd | - | 10 шт | 4058075134843 |  | 1.5004 | 48.3868 | 0% | да
PAR16 | VALUE PAR16 50 3,6W/840 230V GU10 10X1 OSRAM | 3 года | 15000 | 100000 | 3,6W, 350lm, 4000K, 810cd | - | 10 шт | 4058075055155 |  | 1.91 | 61.5975 | 0% | да
PAR16 | VALUE PAR16 80 6,9W/830 230V GU10 10X1 OSRAM | 3 года | 15000 | 100000 | 6,9W, 575lm, 3000K | - | 10 шт | 4058075096646 |  | 3.0462 | 98.2398 | 0% | да
PAR16 | VALUE PAR16 80 6,9W/840 230V GU10 10X1 OSRAM | 3 года | 15000 | 100000 | 6,9W, 575lm, 4000K | - | 10 шт | 4058075096660 |  | 3.0462 | 98.2398 | 0% | да
PAR16 | LS PAR16 35 3W/830 220-240V GU10 OSRAM v.o. CE | 2 года | 15000 | 100000 | 3W, 265lm, 3000K | - | 10 шт | 4058075134782 |  | 1.3981 | 45.0877 | 0% | да
PAR16 | LS PAR16 35 3W/840 220-240V GU10 OSRAM v.o. CE | 2 года | 15000 | 100000 | 3W, 265lm, 4000K | - | 10 шт | 4058075134812 |  | 1.3981 | 45.0877 | 0% | да
PAR16 | LED Star PAR16 50 4W/840 220-240V GU10 10X1 OSRAM v.o. CE | 2 года | 15000 | 100000 | 4W, 370lm, 4000K | - | 10 шт | 4058075134874 |  | 1.5004 | 48.3868 | 0% | да
PAR16 | VALUE PAR16 50 3,6W/830 230V GU10 10X1 OSRAM | 3 года | 15000 | 100000 | 3,6W, 350lm, 3000K, 810cd | - | 10 шт | 4058075096622 |  | 1.91 | 61.5975 | 0% | нет
PAR16 | PAR 16 50 36 4,5W, угол 36°, теплый белый | 3 года | 15000 | 100000 | 4,5W, 345 lm, 2700K, 850cd | - | 10 шт | 4052899958074 |  | 2.9553 | 95.3073 | 0% | да
PAR16 | STAR PAR16 50 4,5W/840 GU10, угол 36°, холодный белый | 3 года | 15000 | 100000 | 4,5W, 345lm, 4000K, 850cd | - | 10 шт | 4052899958098 |  | 2.9553 | 95.3073 | 0% | да
PAR16 | LPPAR16D8036 8W/830 230V GU10 DIM 10X1 OSRAM | 3 года | 25000 | 100000 | 8W, 575lm, 3000K, 1439cd | + | 10 шт | 4058075095465 |  | 4.8876 | 157.6236 | 0% | да
PAR16 | PARATHOM PAR16 DIM 80 36 8W/840 230V GU10 10X1 OSRAM | 3 года | 25000 | 100000 | 8W, 575lm, 4000K, 1439cd | + | 10 шт | 4058075095441 |  | 4.8876 | 157.6236 | 0% | нет
PAR16 | PARATHOM PAR16 DIM 50 4,6W/830 230V GU10, угол 36°, диммируемая, коробка | 3 года | 25000 | 100000 | 4,6W, 350 lm, 3 000K, 850 cd | + | 10 шт | 4058075095366 |  | 3.1826 | 102.6386 | 0% | да
PAR16 | LED PAR16 DIM 50 36 5,9W/940 230V GU10 10X1 OSRAM | 3 года | 25000 | 100000 | 5,9W, 350lm, 4000K, 850cd | + | 10 шт | 4058075095281 |  | 3.1826 | 102.6386 | 0% | да
PAR16 | SSTPR16D5036 4,6W/827 230V GU10 BLI1 OSRAM | 4 года | 25000 | 200000 | 4,6W, 350 lm, 2700K, 850 cd | + | 10 шт | 4052899390171 |  | 3.6372 | 117.3012 | 0% | да
PAR16 | SSTPR16D5036 4,6W/840 230V GU10 BLI1 OSRAM | 4 года | 25000 | 200000 | 4,6W, 350 lm, 4000K, 1000 cd | + | 10 шт | 4052899390195 |  | 3.6372 | 117.3012 | 0% | да
PAR16 | LSPR16D80120 8W/827 230V GU10 OSRAM | 3 года | 25000 | 100000 | 8W, 575 lm, 2700K, 230 cd | + | 10 шт | 4058075036888 |  | 5.2285 | 168.6205 | 0% | нет
PAR16 | PPAR168036 6.9W/827 220-240VGU10 | 3 года | 15000 | 100000 | 6,9W, 575lm, 2700K, 1164cd | - | 10 шт | 4052899958173 |  | 4.0919 | 131.9639 | 0% | да
PAR16 | PPAR168036 6,9W/840 220-240VGU10 | 3 года | 15000 | 100000 | 6,9W, 575lm, 4000K, 1439cd | - | 10 шт | 4052899958180 |  | 4.0919 | 131.9639 | 0% | да
PAR16 | LED PAR16 100 36 9,1W/827 230V GU10 10X1 OSRAM | 3 года | 15000 | 100000 | 9,1W, 750lm, 2700K, 1280 cd | - | 10 шт | 4058075096585 |  | 7.5018 | 241.9338 | 0% | нет
PAR16 | LED PAR16 100 36 9,1W/830 230V GU10 10X1 OSRAM | 3 года | 15000 | 100000 | 9,1W, 750lm, 3000K, 1280 cd | - | 10 шт | 4058075096523 |  | 7.5018 | 241.9338 | 0% | нет
PAR16 | LED PAR16 100 36 9,1W/840 230V GU10 10X1 OSRAM | 3 года | 15000 | 100000 | 9,1W, 750lm, 4000K, 1280 cd | - | 10 шт | 4058075096509 |  | 7.5018 | 241.9338 | 0% | нет
PAR16 | SST PR16 DIM 80 36 7,2W/840 230V GU10 | 3 года | 25000 | 100000 | 7,2W, 575lm, 4000K, 1439cd | + | 6 шт | 4052899390232 |  | 4.8876 | 157.6236 | 0% | да
new | LPPAR16D8036 8W/827 230V GU10 10X1 OSRAM | 3 года | 25000 | 100000 | 8W, 575lm, 2700K, 1439cd | + | 10 шт | 4058075095489 |  | 4.9268 | 158.8883 | новинка | нет
PAR16 | LS MR16 50 110 4,2W/830 230V GU5.3 OSRAM w.o. CE | 2 года | 15000 | 100000 | 4,2W, 350lm, 3000K, 110 cd | - | 10 шт | 4058075129061 |  | 1.24 | 39.99 | 0% | да
PAR16 | LS MR16 50 110 4,2W/840 230V GU5.3 OSRAM w.o. CE | 2 года | 15000 | 100000 | 4,2W, 350lm, 4000K, 110 cd | - | 10 шт | 4058075129092 |  | 1.3071 | 42.1551 | 0% | да
PAR16 | LS MR16 35 110 3.4W/840 230V GU5.3 10X1 OSRAM v.o. CE | 2 года | 15000 | 100000 | 3,4W, 300lm, 4000K, 110 cd | - | 10 шт | 4058075129030 |  | 1.023 | 32.991 | 0% | нет
PAR16 | LS MR16 60 110 5.2W/830 230V GU5.3 10X1 OSRAM | 2 года | 15000 | 100000 | 5,2W, 600lm, 3000K, 110 cd | - | 10 шт | 4058075129122 |  | 1.4776 | 47.6536 | 0% | нет
PAR16 | LS MR16 60 110 5.2W/840 230V GU5.3 10X1 OSRAM | 2 года | 15000 | 100000 | 5,2W, 600lm, 4000K, 110 cd | - | 10 шт | 4058075129153 |  | 1.4776 | 47.6536 | 0% | нет
MR16 | STMR165036 8W/82712VGU5.36XBLI1OSRAM | 3 года | 15000 | 100000 | 7,2W, 621 lm, 2700K, 1430cd | - | 10 шт | 4052899957794 |  | 5.6605 | 182.5501 | 0% | да
MR16 | PARATHOM MR16 DIM 35 36 5W/830 12V GU5.3 OSRAM | 3 года | 25000 | 100000 | 5W, 350 lm, 3000K, 950 cd | + | 10 шт | 4052899957640 |  | 6.7971 | 219.2067 | 0% | нет
MR16 | PARATHOM MR16 DIM 50 36 7,8W/827 12V GU5.3 OSRAM | 3 года | 25000 | 100000 | 7,8W, 621 lm, 2700K, 1430 cd | + | 10 шт | 4052899957688 |  | 9.0704 | 292.52 | 0% | нет
MR16 | PARATHOM MR16 DIM 50 36 7,8W/830 12V GU5.3 OSRAM | 3 года | 25000 | 100000 | 7,8W, 621 lm, 3000K, 1430 cd | + | 10 шт | 4052899957695 |  | 9.0704 | 292.52 | 0% | нет
MR16 | PARATHOM MR16 DIM 50 36 7,8W/840 12V GU5.3 OSRAM | 3 года | 25000 | 100000 | 7,8W, 621 lm, 4000K, 1430 cd | + | 10 шт | 4052899957701 |  | 9.0704 | 292.52 | 0% | нет
MR16 | PMR16D3536 5W/827 12V GU5.3 | 3 года | 25000 | 100000 | 5W, 350lm, 2700K, 950cd | + | 10 шт | 4052899957633 |  | 6.7971 | 219.2067 | 0% | да
MR16 | LS MR163536 4,2W/840 12V GU5.3 FS1 OSRAM | 2 года | 15000 | 100000 | 4,2W, 350lm, 4000K, 820 cd | - | 10 шт | 4058075160897 |  | 1.9323 | 62.3163 | 0% | да
new | LS MR16 35 36 4,2W/830 12V GU5.3 OSRAM v.o. CE | 2 года | 15000 | 100000 | 4,2W, 360lm, 3000K, 820 cd | - | 10 шт | 4058075160842 |  | 1.9478 | 62.8163 | новинка | да, с февраля 2019
MR11 | LEDPMR11 2036 2,5W/827 12V GU4 10X1 OSRAM | 3 года | 15000 | 100000 | 2,5W, 184lm, 2700K, 400cd | - | 10 шт | 4058075105195 |  | 4.5011 | 145.1603 | 0% | нет
new | LPPAR20D5036 5W/827 230V E27 6X1 OSRAM | 3 года | 25000 | 100000 | 5W, 345lm, 2700K, 700 cd, 36° | + | 6 шт. | 4058075105416 |  | 5.2712 | 169.9952 | новинка | да
PAR30 | PARATOM PAR 30 DIM 75 36 10,5W/827 220-240V E27 OSRAM | 3 года | 25000 | 100000 | 10,5W, 633 lm, 2700K, 1500 cd | + | 6 шт. | 4058075105430 |  | 9.0506 | 291.8818 | 0%
PAR38 | LED PARATOM PAR38 120 15 12,5W/827 230V E27 6X1 OSRAM | 3 года | 25000 | 100000 | 12,5W, 1035lm, 2700K, 11 000 cd | - | 6 шт. | 4058075105454 |  | 9.8206 | 316.7134 | 0%
PAR38 | LPPR38D12030 14,5W/827 230V E27 FS1 | 3 года | 25000 | 100000 | 14,5W, 1035lm, 2700K, 2500 cd | + | 6 шт. | 4058075105478 |  | 13.8929 | 448.046 | 0% | да
PIN | LS PIN 20 1,7W/827 12V FR G4 OSRAM v.o. CE | 2 года | 15000 | 100000 | 1,7W, 200lm, 240°, 2700K | - | 10 шт | 4058075057142 |  | 2.1596 | 69.6476 | 0% | да
PIN | LED P PIN30 CL 2,4W/827 12V G4 | 3 года | 15000 | 100000 | 2,4W, 300lm, 300°, 2700K | - | 20 шт | 4058075811492 |  | 4.1146 | 132.697 | 0% | нет
PIN | LED PIN30 CL 2,4W/827 12V GY6.35 | 3 года | 15000 | 100000 | 2,4W, 300lm, 300°, 2700K, GY6.35 | - | 20 шт | 4058075812017 |  | 4.5238 | 145.8934 | 0% | нет
new | LED S PIN 20 CL 1,9W/827 230V G9 9XBLI1 OSRAM | 3 года | 15000 | 100000 | 1,9W, 200lm, 300°, 2700K, цоколь G9 | - | 9 шт | 4058075811997 |  | 3.6664 | 118.2424 | новинка | нет
PIN | LS PIN30 CL 2,6W/827 230V G9 OSRAM v.o. CE | 2 года | 15000 | 100000 | 2,6W, 320lm, 300°, 2700K, G9 | - | 10 шт | 4058075056688 |  | 3.2963 | 106.3043 | 0% | да
PIN | LEDPPIN30 CL 2,6W/827 230V G9 20X1 OSRAM | 3 года | 15000 | 100000 | 2,6W, 320lm, 300°, 2700K, цоколь G9 | - | 20 шт | 4058075811515 |  | 4.4329 | 142.9609 | 0% | да
PIN | LEDPPIN30 CL 2,6W/840 230V G9 20X1 OSRAM | 3 года | 15000 | 100000 | 2,8W, 320lm, 240°, 4000K, цоколь G9 | - | 20 шт | 4058075812697 |  | 4.4329 | 142.9609 | 0% | да
PIN | LEDPPIN40 CL 3,8W/827 230V G9 20X1 OSRAM | 3 года | 15000 | 100000 | 3,8W, 470 lm, 240°, 2700K, цоколь G9 | - | 20 шт | 4058075811812 |  | 5.6605 | 182.5501 | 0% | да
PIN | LEDPPIN40 CL 3,8W/840 230V G9 20X1 OSRAM | 3 года | 15000 | 100000 | 3,8W, 470 lm, 240°, 4000K, цоколь G9 | - | 20 шт | 4058075812710 |  | 5.6605 | 182.5501 | 0% | да
PIN | LEDS PIN40 CL 3,8W/827 230V G9 9XBLI1 OSRAM блистер | 3 года | 15000 | 100000 | 3,8W, 470 lm, 240°, 2700K, цоколь G9 | - | 9 шт | 4058075812093 |  | 6.0015 | 193.5471 | 0% | да
PIN | LEDS PIN40 CL 3,8W/840 230V G9 9XBLI1 OSRAM блистер | 3 года | 15000 | 100000 | 3,8W, 470 lm, 240°, 4000K, цоколь G9 | - | 9 шт | 4058075812390 |  | 6.0015 | 193.5471 | 0% | да
PIN | LEDPPIN32D CL 3,5W/827 230V G9 20X1OSRAM | 3 года | 15000 | 100000 | 3,8W, 470 lm, 240°, 4000K, цоколь G9 | + | 20 шт | 4058075811553 |  | 7.3882 | 238.2682 | 0% | нет
T26 | LED Star T26 20 2,3W/827 230V FR E14 BLI1 OSRAM | 3 года | 15000 | 100000 | 2,3W, 2700K | - | 9 шт | 4052899961272 |  | 2.9553 | 95.3073 | 0% | да
T26 | LED Parathom T26 20 2,3W/827 230V FR E14 коробка OSRAM | 3 года | 15000 | 100000 | 2,3W, 2700K | - | 20 шт | 4052899961289 |  | 2.5006 | 80.6446 | 0% | по сниженной цене при наличии на складе поставщика
T26 | LEDST2620 2,2W/865 230V FR E14 | 3 года | 15000 | 100000 | 2,2W, 200lm, 6500K | - | 9 шт | 4052899961296 |  | 2.9553 | 95.3073 | 0% | да
new | VALUE CLA60 7W/840 230V FIL E2710X1OSRAM | 3 года | 15000 | 100000 | 7W, 806lm, 4000K | - | 10 шт. | 4058075153547 |  | 2.1311 | 68.7284 | новинка | да
new | VALUECLA75 8W/827 230V FIL E27 10X1OSRAM | 3 года | 15000 | 100000 | 8W, 1055lm, 2700K | - | 10 шт | 4058075153561 |  | 3.3914 | 109.3742 | новинка | да
new | VALUECLA75 8W/840 230V FIL E27 10X1OSRAM | 3 года | 15000 | 100000 | 8W, 1055lm, 4000K | - | 10 шт | 4058075153585 |  | 3.3914 | 109.3742 | новинка | да
new | VALUECLA100 11W/827 230V FILE2710X1OSRAM | 3 года | 15000 | 100000 | 11W, 1521lm, 2700K | - | 10 шт | 4058075153608 |  | 4.858 | 156.6712 | новинка | да
new | VALUECLA100 11W/840 230V FILE2710X1OSRAM | 3 года | 15000 | 100000 | 11W, 1521lm, 4000K | - | 10 шт | 4058075153622 |  | 4.858 | 156.6712 | новинка | да
A | RF CLA60 6W/827 220-240V FIL E27 | 3 года | 15000 | 100000 | 6W, 806lm, 2700K, 280° | - | 6 шт | 4052899951433 |  | 2.9553 | 95.3073 | 0% | да
A | RF CLA60 8W/827 220-240V FR E27 | 3 года | 15000 | 100000 | 8W, 806lm, 2700K, 280° | - | 6 шт | 4052899941496 |  | 2.9553 | 95.3073 | 0% | да
A | VALUE CLA40 4W/827 230V FIL E27 | 3 года | 15000 | 100000 | 4W, 470lm, 2700K | - | 10 шт. | 4058075819634 |  | 1.8868 | 60.85 | 0% | да
A | LS FIL CL A40 4W/827 230V E27 OSRAM v.o. CE | 2 года | 15000 | 100000 | 4W, 470lm, 2700K | - | 10 шт. | 4058075055292 |  | 1.8868 | 60.85 | 0% | да
A | VALUECLA60 7W/827 230V FIL E27 | 3 года | 15000 | 100000 | 7W, 806lm, 2700K | - | 10 шт. | 4058075819658 |  | 2.1142 | 68.1814 | 0% | да
A | LS FIL CLA60 7W/827 230V E27 OSRAM v.o. CE | 2 года | 15000 | 100000 | 7W, 806lm, 2700K | - | 10 шт. | 4058075055315 |  | 2.5006 | 80.6446 | 0% | да
A | LS FIL CLA75 8W/827 230V E27 OSRAM v.o. CE | 2 года | 15000 | 100000 | 8W, 1055lm, 2700K | - | 10 шт. | 4058075055339 |  | 4.5238 | 145.8934 | 0% | да
A | LEDPCLA60D 6,5W/827 230V FIL E27 | 3 года | 15000 | 100000 | 6,5W, 806lm, 2700K | + | 10 шт. | 4058075817050 |  | 3.6372 | 117.3012 | 0% | да
A | LED Parathom CLA75 DIM 8,5W/827 230V FIL E27 10X1 OSRAM | 3 года | 15000 | 100000 | 8,5W, 1055lm, 2700K | + | 10 шт. | 4058075808317 |  | 5.0012 | 161.2892 | 0% | да
A | PARATHOM RETROFIT CL A 60 6W/827 E27 FIL | 3 года | 15000 | 100000 | 6W, 806lm, 2700K | - | 10 шт | 4052899961654 |  | 2.9553 | 95.3073 | 0% | да
A | PARATHOM RETROFIT CL A 75 8W/827 E27 FIL | 3 года | 15000 | 100000 | 8W, 1055lm, 2700K | - | 10 шт | 4052899961708 |  | 4.5227 | 145.8565 | 0% | да
new | LED Parathom CL A60 DIM 7,5W/827 230V FIL E27 10X1 OSRAM | 3 года | 15000 | 100000 | 7,5W, 806lm, 2700K | + | 10 шт. | 4058075100978 |  | 3.4144 | 110.1133 | новинка | да
A | LEDPCLA60D 6,5W/840 230V FIL E27 | 3 года | 15000 | 100000 | 6,5W, 806lm, 4000K | + | 10 шт. | 4058075808270 |  | 3.9322 | 126.8122 | 0% | выводится из ассортимента
B | VALUECLB40 4W/827 230V FIL E14 | 3 года | 15000 | 100000 | 4W, 470lm, 2700K | - | 10 шт. | 4058075819672 |  | 2.0687 | 66.7151 | 0% | да
B | LS FIL CL B40 4W/827 230V E14 OSRAM w.o. CE | 2 года | 15000 | 100000 | 4W, 470lm, 2700K | - | 10 шт. | 4058075068353 |  | 1.4208 | 45.8208 | 0% | да
B | LS CL B60 CL 5W/827 230V FIL E14 10X1 OSRAM v.o. CE | 2 года | 15000 | 100000 | 5W, 660lm, 2700K | - | 10 шт. | 4058075116672 |  | 2.09 | 67.4025 | 0% | да
B | LS CL B60 CL 5W/840 230V FIL E14 10X1 OSRAM v.o. CE | 2 года | 15000 | 100000 | 5W, 660lm, 4000K | - | 10 шт. | 4058075116702 |  | 2.09 | 67.4025 | 0% | да
new | VALUE CLB40 4W/840 230V FIL E1410X1OSRAM | 3 года | 15000 | 100000 | 4W, 470lm, 4000K | - | 10 шт. | 4058075114678 |  | 1.7416 | 56.1652 | новинка | да
BW | LS CL BW 40 4W/827 230V FIL E14 10X1 OSRAM w.o. CE | 2 года | 15000 | 100000 | 4W, 470lm, 2700K | - | 10 шт. | 4058075055391 |  | 1.4776 | 47.6536 | 0% | да
BA | LS CL BA 40 4W/827 230V FIL E14 10X1 OSRAM v.o. CE | 2 года | 15000 | 100000 | 4W, 470lm, 2700K | - | 10 шт. | 4058075055452 |  | 1.705 | 54.985 | 0% | да
B | LEDPCLB40D 5W/827 230V FIL E14 | 3 года | 15000 | 100000 | 5W, 470lm, 2700K | + | 10 шт. | 4058075101210 |  | 3.6145 | 116.5681 | 0% | да
BA | LEDPBA40 4W/827 230V FIL E14 2700К E14 прозрачная | 3 года | 15000 | 100000 | 4W, 470lm, 2700K, 300° | - | 10 шт | 4052899961890 |  | 2.6143 | 84.3103 | 0% | да
new | LEDPCLB40 4W/827 230V FIL E27 10X1 OSRAM | 3 года | 15000 | 100000 | 4W, 470lm, 2700K | - | 10 шт | 4058075114302 |  | 2.6925 | 86.8343 | новинка | нет
new | LEDPCLB40D 5W/827 230V FIL E27 10X1OSRAM | 3 года | 15000 | 100000 | 4W, 470lm, 2700K | + | 10 шт | 4058075116252 |  | 3.4373 | 110.8523 | новинка | нет
new | LEDSCLB40 4W/827 230VGLFR E276XBLI1OSRAM | 3 года | 15000 | 100000 | 4W, 470lm, 2700K | - | 6 шт | 4058075114265 |  | 2.6925 | 86.8343 | новинка | нет
new | LEDSCLB40D 5W/827 230VGLFRE276XBLI1OSRAM | 3 года | 15000 | 100000 | 4W, 470lm, 2700K | + | 6 шт | 4058075107649 |  | 3.4373 | 110.8523 | новинка | нет
P | VALUECLP40 4W/827 230V FIL E14 | 3 года | 15000 | 100000 | 4W, 470lm, 2700K | - | 10 шт. | 4058075819696 |  | 2.046 | 65.982 | 0% | да
P | LS CL P40 4W/827 230V FIL E14 10X1 OSRAM v.o. CE | 2 года | 15000 | 100000 | 4W, 470lm, 2700K | - | 10 шт. | 4058075068377 |  | 1.4776 | 47.6536 | 0% | да
P | Parathom LED CL P40 DIM 4,5W/827 230V FIL E14 (коробка) | 3 года | 15000 | 100000 | 4,5W, 470lm, 2700K | + | 10 шт. | 4058075808904 |  | 3.6145 | 116.5681 | 0% | да
P | LS CL P40 DIM 5W/827 230V GL FR E27 6XBLI1 OSRAM | 3 года | 15000 | 100000 | 5W, 470lm, 2700K | + | 6 шт. | 4058075808805 |  | 3.7509 | 120.9669 | 0% | да
P | LS CL P40 DIM 5W/827 230V FIL E27 6XBLI1 OSRAM | 3 года | 15000 | 100000 | 5W, 470lm, 2700K | + | 6 шт. | 4058075814875 |  | 3.6145 | 116.5681 | 0% | да
P | LEDPCLP40D 5W/827 230V FIL E27 | 3 года | 15000 | 100000 | 5W, 470lm, 2700K | + | 10 шт. | 4058075101456 |  | 3.6145 | 116.5681 | 0% | нет
new | VALUE CL P40 4,5W/840 230V FIL E14 10X1 OSRAM | 3 года | 15000 | 100000 | 4,5W, 470lm, 4000K | - | 10 шт. | 4058075112520 |  | 1.7186 | 55.4261 | новинка | да
P | RFCLP25 2W/827 230V FIL E27 | 3 года | 15000 | 100000 | 2W, 250lm, 2700K, 300° | - | 6 шт | 4052899941618 |  | 2.5006 | 80.6446 | 0% | да
P | Super Star LED RF CLP40 DIM 4,5W/827 230V FIL E14 (блистер) | 3 года | 15000 | 100000 | 4,5W, 470lm, 2700K, 300° | + | 6 шт | 4052899961845 |  | 3.8646 | 124.6326 | 0% | да
| RFLEDISON40 4W/827 230V FIL E27 | 3 года | 15000 | 100000 | 4W, 470lm, 2700K | - | 6 шт | 4052899972346 |  | 6.2515 | 201.6115 | 0% | да
| RFLEDISON60 6W/827 230V FIL E27 | 3 года | 15000 | 100000 | 6W, 806lm, 2700K |  | 6 шт | 4052899972353 |  | 6.2515 | 201.6115 | 0% | да
| 1906 LED CL F25 2,8W/824 230V FIL GD E27 4X1 OSRAM | 3 года | 15000 | 100000 | 2,8W, 200lm, 2400K | - | 4 шт | 4058075808171 |  | 6.7971 | 219.2067 | 0% | да
| 1906LEDCLF35 4W/824 230VFILGDE274X1OSRAM | 3 года | 15000 | 100000 | 4W, 400lm, 2400K | - | 4 шт | 4058075808188 |  | 7.0472 | 227.2712 | 0% | да
| 1906 LEDISOND 6,5W/824 230V FIL GOLD E27 | 3 года | 15000 | 100000 | 6,5W, 650lm, 2400K | - | 4 шт | 4052899972360 |  | 7.5018 | 241.9338 | 0% | нет
| 1906LEDison 4W/824 230V FILGD E27 | 3 года | 15000 | 100000 | 4W, 410lm, 2400K | - | 4 шт | 4052899962095 |  | 6.2515 | 201.6115 | 0% | да
| 1906LEDGlobe 4W/824 230V FILGD E27 | 3 года | 15000 | 100000 | 4W, 410lm, 2400K | - | 4 шт | 4052899962071 |  | 6.6607 | 214.8079 | 0% | да
| 1906 LED GLOBE 6,5W/824 230V FIL Gold DIM E27 | 3 года | 15000 | 100000 | 6,5W, 650 lm, 2500K | + | 4 шт | 4058075808997 |  | 7.6155 | 245.5995 | 0% | нет
| 1906 LED GLOBE 7W/824 230V FIL Gold E27 | 3 года | 15000 | 100000 | 7W, 650 lm, 2400K | - | 4 шт | 4052899972698 |  | 8.6155 | 277.8495 | Выводится с производства | да
new | 1906LEDBGLB 5W/820 230VSFIL E27 4X1OSRAM | 3 года | 15000 | 100000 | 5W, 300 lm, 2000K | - | 4 шт | 4058075092013 |  | 28.0711 | 905.2936 | новинка | нет
new | 1906LEDBGRP 5W/820 230VSFIL E27 4X1OSRAM | 3 года | 15000 | 100000 | 5W, 300 lm, 2000K | - | 4 шт | 4058075091993 |  | 28.0711 | 905.2936 | новинка | нет
| PARATHOM RETROFIT CL Edison 60 6W/827 E27 FIL | 3 года | 15000 | 100000 | 6W, 806lm, 2700K | - | 10 шт | 4052899972834 |  | 6.2515 | 201.6115 | 0% | да
Duo Click Dim | LEDSCLA602XD 8W/827 230V FR E27 6XBLI1 OSRAM | 3 года | 15000 | 100000 | 8,5W, 806 lm, 200K | + | 6 шт | 4058075037557 |  | 4.7739 | 153.9579 | 0%
| LEDSCLB402XD 5,5W/827 230V FR E14 6XBLI1 OSRAM | 3 года | 15000 | 100000 | 5,5W, 470 lm, 200K | + | 6 шт | 4058075814912 |  | 4.7739 | 153.9579 | 0%
| LEDSCLP402XD 5,5W/827 230V FR E14 6XBLI1 OSRAM | 3 года | 15000 | 100000 | 5,5W, 470 lm, 200K | + | 6 шт | 4058075814974 |  | 4.7739 | 153.9579 | 0%
| LSPAR16502XD 4,5W/827 230V GU10 6XBLI1 OSRAM | 3 года | 15000 | 100000 | 4,5W, 350 lm, 600 cd, 2700K | + | 6 шт | 4058075105614 |  | 4.7739 | 153.9579 | 0%
| 1906 PENDULUM PRO BLACK Е27 | [5 empty] | 4 шт | 4058075800649 |  | 10.2272 | 329.8262 | -43.69% | да
| 1906 PENDULUM PRO GOLD Е27 | [5 empty] | 4 шт | 4058075800663 |  | 10.2272 | 329.8262 | -43.69% | да
| LEDSCLA75 10,5W/827 230V FR E27 10X1 ICE OSRAM | 3 года | 15000 | 100000 | 10,5W, 1060 lm, 2700K | - | 10 шт | 4058075059115 |  | 3.2963 | 106.3043 | 0%
| LEDSCLA75 10,5W/840 230V FR E27 10X1 ICE OSRAM | 3 года | 15000 | 100000 | 10,5W, 1060 lm, 4000K | - | 10 шт | 4058075059139 |  | 3.2963 | 106.3043 | 0%
| LEDSSTICK60 8W/827 230V FR E27 10X1 ICE OSRAM | 3 года | 15000 | 100000 | 8W, 806 lm, 2700K | - | 10 шт | 4058075059153 |  | 2.5006 | 80.6446 | 0%
| LEDSSTICK60 8W/840 230V FR E27 10X1 ICE OSRAM | 3 года | 15000 | 100000 | 8W, 806 lm, 4000K | - | 10 шт | 4058075059177 |  | 2.7848 | 89.8088 | 0%
| LEDSSTICK75 10W/827 230V FR E27 10X1 ICE OSRAM | 3 года | 15000 | 100000 | 10W, 1055 lm, 2700K | - | 10 шт | 4058075059191 |  | 3.2394 | 104.4714 | 0%
| LEDSSTICK75 10W/840 230V FR E27 10X1 ICE OSRAM | 3 года | 15000 | 100000 | 10W, 1055 lm, 4000K | - | 10 шт | 4058075059214 |  | 3.2394 | 104.4714 | 0%
new | LED Star STICK75 10W/827 230V FR E14 6XBLI1 OSRAM | 3 | 15000 | 100000 | 10W, 1050 lm, 2700K | - | 10 шт. | 4058075125742 |  | 4.0331 | 130.0667 | новинка | да
new | LED Star STICK75 10W/840 230V FR E14 6XBLI1 OSRAM | 3 | 15000 | 100000 | 10W, 1050 lm, 4000K | - | 10 шт. | 4058075125728 |  | 4.0331 | 130.0667 | новинка | да
| 1906LEDGMIR B 7W/827 230V FILE274X1OSRAM | 3 года | 15000 | 100000 | 7W, 680lm, 2700K | - | 4 шт | 4058075091931 |  | 11.9347 | 384.8947 | 0%
| LEDPCA51MIR S 7W/827 230V FIL E27 10X1OSRAM | 3 года | 15000 | 100000 | 7W, 650lm, 2700K | - | 4 шт | 4058075114593 |  | 4.0919 | 131.9639 | 0%
| LEDPCP34MIR S 4W/827 230V FIL E1410X1OSRAM | 3 года | 15000 | 100000 | 4W, 980lm, 2700K | - | 10 шт | 4058075815131 |  | 4.0919 | 131.9639 | 0%
| LEDSCA34MIR G4W/827 230V FIL E27 6XBLI1OSRAM | 3 года | 15000 | 100000 | 4W, 420lm, 2700K | - | 6 шт | 4058075130852 |  | 3.5804 | 115.4684 | 0%
| LEDSCA34MIR S4W/827230VFILE276XBLI1OSRAM | 3 года | 15000 | 100000 | 4W, 380lm, 2700K | - | 6 шт | 4058075114739 |  | 3.5804 | 115.4684 | 0%
| LEDSCA51MIR S7W/827230VFILE276XBLI1OSRAM | 3 года | 15000 | 100000 | 7W, 650lm, 2700K | - | 6 шт | 4058075808690 |  | 3.8077 | 122.7997 | 0%
| LEDSCLP34MIR 4W/827230VFILE146XBLI1OSRAM | 3 года | 15000 | 100000 | 4W, 380lm, 2700K | - | 6 шт | 4058075809000 |  | 3.9782 | 128.2982 | 0%
| LEDSCA51MIR G 7W/827 230VFILE27BLI1OSRAM | 3 года | 15000 | 100000 | 7W, 700lm, 2700K | - | 6 шт | 4058075114616 |  | 4.4329 | 142.9609 | 0%
| LEDSCP34MIR G 4W/827 230VFILE14BLI1OSRAM | 3 года | 15000 | 100000 | 4W, 420lm, 2700K | - | 6 шт | 4058075114630 |  | 4.4329 | 142.9609 | 0%
| 1906LEDCLA212,5W/825 230V FILGD E27 4X1OSRAM | 3 года | 15000 | 100000 | 2,5W, 225lm, 2500K | - | 4 шт. | 4058075119185 |  | 3.0689 | 98.9729 | 0%
| LEDSCLA25 2,5W/827 230V GLFR E27 6XBLI1OSRAM | 3 года | 15000 | 100000 | 2,5W, 250lm, 2700K | - | 6 шт. | 4058075107489 |  | 2.2164 | 71.4804 | 0%

## распродажа склад OSRAM_18.01.19
Stand: 18.01.19 |  |  |  | 32.25
Article number | Description | Stock, 18.01.19 | Цена в евро | Цена, грн. с НДС / 1 шт б/з скидки | Описание | Примечания
4008321927484 | HAL CL P ECO 42W 230V E14 20X1 OSRAM | 82 | 0.1786 | 5.76 |  | галоген 2000 часов, аналог накала P 60W E14
4052899916104 | DST MTW 12W/840 220-240V E14 10X1OSRAM | 231 | 0.38016 | 12.26
4052899917569 | OTE 35/220-240/700 CS VS20 OSRAM | 19 | 0.89302 | 28.8 | описание
4052899282971 | STCLA75 11W/827 220-240VF 6х1 | 38 | 1.1163 | 36
4052899972049 | 2x1 BASE CL P25 3.3W/827 FR E14 упаковка из 2-х штук | 198 | 0.89302 | 28.8
4052899964365 | LEDS PIN20 1,9W/827 12V FR G4 9XBLI1OSRAM | 72 | 0.89302 | 28.8
4058075809093 | LED SUPERSTAR RETROFIT CL R50 GL 40 dim 3,5W/827 E14 6*1 | 67 | 0.89302 | 28.8
4058075809123 | LED SUPERSTAR RETROFIT CL R63 GL 60 dim 5,5W/827 E27 | 117 | 1.1163 | 36
4058075817739 | LEDINESTRA 25 3,5W/827 230V FR S14S 10X1 OSRAM | 8 | 0.89302 | 28.8
4052899961661 | Parathom RF CLAS B 40 4 W/827 CL E14 10*1 | 82 | 0.89302 | 28.8
4052899972346 | OSRAM FILAMENT 1906 edition Edisson 40 4W E27 6*1 | 40 | 1.786 | 57.6
4052899916272 | 2x1 DST MTW 12W/827 220-240V E14 OSRAM | 23 | 0.71442 | 23.04
4052899916289 | 2x1 DST MTW 12W/840 220-240V E14 | 34 | 0.71442 | 23.04
4008321934185 | 3x1 OSRAM DSTAR TWIST 12W/827 Е27 | 60 | 1.3395 | 43.2
4008321938268 | 3x1 DST MTW 15W/840 220-240V E27 | 73 | 1.3395 | 43.2
4058075055339 | LED CLA75 8W/827 230V FIL 1055 lm E27 10X1 OSRAM | 2382 | 3.1256 | 100.8
4052899149229 | LS CL A60 8,5W/827 230V 806 lm FR E27 6XBLI1 OSRAM | 8 | 1.1163 | 36
4052899382060 | 2x1 STAR CL A60 8W/840806 lm FR E27 6XBLI2 | 192 | 2.2326 | 72
4052899961692 | LED CLA75 8W/827 230V FIL E27 6XBLI1 OSRAM | 120 | 1.1163 | 36
4058075808355 | LED CLA75 8W/827 230V GL FR E27 6XBLI1 OSRAM | 30 | 1.1163 | 36
4058075808386 | LED CLA75 8W/840 230V GL FR E27 BLI1 OSRAM | 60 | 1.1163 | 36
4058075056923 | LS CLP40 5W/840 230VFR E14 10X1 OSRAM | 822 | 0.66977 | 21.6
4052899941670 | LED CLP40 4,5W/827 230V FIL E14 6XBLI1 OSRAM | 197 | 0.89302 | 28.8
4052899959293 | LED CL P40 DIM 5W/827 230V GL FR E14 6XBLI1 OSRAM | 18 | 1.1163 | 36
4058075808911 | LED CL P60 DIM 5W/827 230V GL FR E14 6XBLI1 OSRAM | 36 | 1.1163 | 36
4058075055391 | LS CL BW 40 4W/827 230V FIL E14 10X1 OSRAM v.o. CE | 5720 | 1.1163 | 36
4058075055452 | LS CL BA 40 4W/827 230V FIL E14 10X1 OSRAM v.o. CE | 3290 | 1.2502 | 40.32
4052899941557 | LED CL B40 4,5W/827 230V FIL E14 6XBLI1 OSRAM | 31 | 2.0093 | 64.8
4052899911932 | LED CL P40 5,7W/827 230V FR E14 6XBLI1 OSRAM | 104 | 1.1163 | 36
4052899911987 | LS CL B40 5,7W/827 230VFR E14 6XBLI1 OSRAM | 42 | 1.1163 | 36
4052899962057 | LS CL B40 5,7W/840 230V FR E14 6XBLI1 OSRAM | 162 | 1.1163 | 36
4052899961845 | LED SUPERSTAR RETROFIT CL P FIL 40 dim 4,5W/827 E14 | 6 | 1.1163 | 36
4058075055414 | LS R50 2,8W/827 230V FIL 180 lm E14 OSRAM v.o. CE | 406 | 1.8753 | 60.48
4058075055353 | LS R63 4W/827 230V FIL E27 360 lm OSRAM v.o. CE | 1202 | 1.6967 | 54.72
4058075055438 | LS R80 32 4W/827 230V GL 360 lm E27 10X1 OSRAM v.o. CE | 673 | 1.8753 | 60.48
4058075024359 | ST8P-1.2M 16,2W/840 220-240V EM10X1 OSRAM made in Germany | 1630 | 2.2326 | 72
4058075024373 | ST8P-1.2M 16,2W/865 220-240V EM10X1 OSRAM made in Germany | 2013 | 2.2326 | 72
4052899956636 | S T5 AU-1.5M 37W/840 220-240V HF G5 OSRAM | 10 | 24.5581 | 792
4008321374899 | КЛЛ OSRAM DVALUE CL B 9W/827 Е14 | 47 | 0.66977 | 21.6
4050300025735 | DULUX S 7W/830 G23 10X1 OSRAM | 10 | 1.1163 | 36
4050300589398 | DULUX S/E 9W/830 2G7 10X1 OSRAM | 40 | 1.1163 | 36
4052899944213 | LED PAR16 35 120 3W/827 220-240V GU10 BLI1 OSRAM | 14 | 0.89302 | 28.8
4052899968882 | NEOLUX LED CLA60 9W/840 230VFR E27 | 570 | 0.89302 | 28.8
4052899971844 | 2x1 LED STAR CLP 5,4W/830 E14 OSRAM | 524 | 2.3219 | 74.88
4052899971868 | 2x1 LED STAR CLP 6W/830 E27 OSRAM | 105 | 3.0363 | 97.92
4052899981201 | 2x1 FIL CLA60 7,2W/827 220-240V FR E27 6XBLI2 OSRAM | 98 | 3.5721 | 115.2
4058075129009 | LSMR1635110 3,4W/830 230V GU5.3 FS1OSRAM | 4 | 0.44651 | 14.4
4058075817432 | LED S CLA75 8W/840 230V FIL E27 6XBLI1 OSRAM | 60 | 3.0363 | 97.92

## распродажа склад АСТ_18.01.19
Stand: 18.01.19 |  |  |  | 32.25
Article number | Description | Stock 18.01.19 | Цена в евро | спец предложение грн c НДС без скидок | описание | Примечания
4050300342221 | DULUX T/E 18W/840 PLUS GX24Q 10X1 | 301 | 0.30268 | 9.7614 | описание
4052899956728 | ST8S-0.6M 8W/840 220-240V EM | 4179 | 1.5498 | 49.9798
4058075024397 | ST8P-1.5M 19,1W/840 220-240V EM 1800lm, T8 G13 | 228 | 4.7426 | 152.9473
4008321002990 | L 58W/880 SKYWHITE | 22 | 1.5152 | 48.8651
4008321133458 | HE 35W/60 G5 Red Osram | 7 | 2.3231 | 74.92
4008321640437 | QT 2X54 DIM | 44 | 10.0824 | 325.1565
Данные цены действуют только на фактическое количество на складе нашей компании в Киеве

## LED_Osram_SVT CLFL
| Stand: 10.12.2018 | [12 empty] | 32.25
| Наименование | Гарантия | Средний срок службы | Количество циклов вкл./выкл. | Характеристики | Аналог люм лампы | Угол излучения | Упаковка | EAN | Страна происхождения | Фото | Цена в евро | Цена, грн | регулярно поддерживается на остатке в Киеве | stock 18.01.2019 | Изменение с предыдущим прайс-листом | Примечание
SubstiTUBE® ENTRY ЕМ for CCG operation предохранитель в комплекте | ST8E-0.6M 8W/840 220-240V EM 25X1 OSRAM | 3 года | 30000 | 200000 | 8W, 900lm, 4000K |  | 210° | 25 шт | 4058075817937 | PRC |  | 2.2721 | 73.2761 | да | 25 | 0%
| ST8E-0.6M 8W/865 220-240V EM 25X1 OSRAM | 3 года | 30000 | 200000 | 8W, 900lm, 6500K |  | 210° | 25 шт | 4058075817951 | PRC |  | 2.1406 | 69.0344 | да |  | 0%
| ST8E-1.2M 16W/840 220-240V EM 25X1 OSRAM | 3 года | 30000 | 200000 | 16W, 1800lm, 4000K |  | 210° | 25 шт | 4058075817975 | PRC |  | 3.092 | 99.716 | да |  | 0%
| ST8E-1.2M 16W/865 220-240V EM 25X1 OSRAM | 3 года | 30000 | 200000 | 16W, 1800lm, 6500K |  | 210° | 25 шт | 4058075817999 | PRC |  | 3.092 | 99.716 | да |  | 0%
| ST8E-1.5M 20W/840 220-240V EM 25X1 OSRAM | 3 года | 30000 | 200000 | 20W, 2300lm, 4000K |  | 210° | 25 шт | 4058075818019 | PRC |  | 4.1578 | 134.0878 | да |  | 0%
| ST8E-1.5M 20W/865 220-240V EM 25X1 OSRAM | 3 года | 30000 | 200000 | 20W, 2300lm, 6500K |  | 210° | 25 шт | 4058075818033 | PRC |  | 4.1578 | 134.0878 | да |  | 0%
SubstiTUBE® ENTRY АС прямого включения | ST8E-0.6M 8W/840 220-240V AC 25X1 OSRAM | 3 года | 30000 | 200000 | 8W, 900lm, 4000K |  | 210° | 25 шт | 4058075817814 | PRC |  | 2.1433 | 69.1213 | да | 7760 | 0%
| ST8E-0.6M 8W/865 220-240V AC 25X1 OSRAM | 3 года | 30000 | 200000 | 8W, 900lm, 6500K |  | 210° | 25 шт | 4058075817838 | PRC |  | 1.967 | 63.4358 | да | 8925 | 0%
| ST8E-1.2M 16W/840 220-240V AC 25X1 OSRAM | 3 года | 30000 | 200000 | 16W, 1800lm, 4000K |  | 210° | 25 шт | 4058075817852 | PRC |  | 2.9514 | 95.1834 | да | 13950 | 0%
| ST8E-1.2M 16W/865 220-240V AC 25X1 OSRAM | 3 года | 30000 | 200000 | 16W, 1800lm, 6500K |  | 210° | 25 шт | 4058075817876 | PRC |  | 2.9514 | 95.1834 | да | 12068 | 0%
| ST8E-1.5M 20W/840 220-240V AC 25X1 OSRAM | 3 года | 30000 | 200000 | 20W, 2300lm, 4000K |  | 210° | 25 шт | 4058075817890 | PRC |  | 4.0289 | 129.9329 | да | 9309 | 0%
| ST8E-1.5M 20W/865 220-240V AC 25X1 OSRAM | 3 года | 30000 | 200000 | 20W, 2300lm, 6500K |  | 210° | 25 шт | 4058075817913 | PRC |  | 4.0289 | 129.9329 | да | 3700 | 0%
SubstiTUBE® PURE for CCG operation | ST8P-0.6M 7,6W/840 220-240V EM T8 G13 | 3 года | 30000 | 200000 | 7,6W, 750lm, 4000K |  | 190° | 10 шт | 4058075024311 |  |  | 3.4904 | 112.5656 | да | 90 | 0%
| ST8P-0.6M 7,6W/865 220-240V EM T8 G13 | 3 года | 30000 | 200000 | 7,6W, 750lm, 6500K |  | 190° | 10 шт | 4058075024335 |  |  | 3.4904 | 112.5656 | да |  | 0%
| ST8P-1.2M 16,2W/840 220-240V EM T8 G13 | 3 года | 30000 | 200000 | 16,2W, 1500lm, 4000K |  | 190° | 10 шт | 4058075024359 |  |  | 4.5994 | 148.3306 | да | 1630 | 0%
| ST8P-1.2M 16,2W/865 220-240V EM T8 G13 | 3 года | 30000 | 200000 | 16,2W, 1500lm, 6500K |  | 190° | 10 шт | 4058075024373 |  |  | 4.5994 | 148.3306 | да | 2063 | 0%
| ST8P-1.5M 19,1W/840 220-240V EM T8 G13 | 3 года | 30000 | 200000 | 19,1W, 1800lm, 4000K |  | 190° | 10 шт | 4058075024397 |  |  | 7.296 | 235.296 | да | 41 | 0%
| ST8P-1.5M 19,1W/865 220-240V EM T8 G13 | 3 года | 30000 | 200000 | 19,1W, 1800lm, 6500K |  | 190° | 10шт | 4058075024410 |  |  | 7.296 | 235.296 | да |  | 0%
SubstiTUBE® ADVANCED for CCG operation | ST8A-0.6M 7,3W/840 220-240V EM 10X1 OSRAM | 5 лет | 50000 | 200000 | 7,3W, 1100lm, 4000K |  | 160° | 10 шт | 4058075818057 |  |  | 9.9226 | 320.0026 | нет |  | 0%
| ST8A-0.6M 7,3W/865 220-240V EM 10X1 OSRAM | 5 лет | 50000 | 200000 | 7,3W, 1100lm, 6500K |  | 160° | 10 шт | 4058075818071 |  |  | 9.9226 | 320.0026 | нет |  | 0%
| ST8A-0.9M 11,3W/840 220-240V EM10X1 OSRAM | 5 лет | 50000 | 200000 | 11,3W, 1700lm, 4000K |  | 160° | 10 шт | 4058075818095 |  |  | 13.6581 | 440.4741 | нет | 2 | 0%
| ST8A-0.9M 11,3W/865 220-240V EM10X1 OSRAM | 5 лет | 50000 | 200000 | 11,3W, 1700lm, 6500K |  | 160° | 10 шт | 4058075818118 |  |  | 13.6581 | 440.4741 | нет |  | 0%
| ST8A-1.2M 14W/840 220-240V EM 10X1 OSRAM | 5 лет | 50000 | 200000 | 14W, 2100lm, 4000K |  | 160° | 10 шт | 4058075818132 |  |  | 14.1251 | 455.5331 | нет |  | 0%
| ST8A-1.2M 14W/865 220-240V EM 10X1 OSRAM | 5 лет | 50000 | 200000 | 14W, 2100lm, 6500K |  | 160° | 10 шт | 4058075818156 |  |  | 14.1251 | 455.5331 | нет |  | 0%
| ST8A-1.5M 20,6W/840 220-240V EM 10X1 OSRAM | 5 лет | 50000 | 200000 | 20,6W, 3100lm, 3000K |  | 160° | 10 шт | 4058075818170 |  |  | 18.2108 | 587.2988 | нет |  | 0%
| ST8A-1.5M 20,6W/865 220-240V EM | 5 лет | 50000 | 200000 | 20,6W, 3100lm, 6500K |  | 160° | 10 шт | 4058075818194 |  |  | 18.2108 | 587.2988 | нет |  | 0%
SubstiTUBE Advanced Ultra Output for CCG operation | ST8AU-1.2M 15W/830 220-240V EM 10X1 OSRAM | 5 лет | 50000 | 200000 | 15W, 2160lm, 3000K |  | 160° | 10 шт | 4058075818279 |  |  | 14.4753 | 466.8272 | нет |  | 0%
| ST8AU-1.2M 15W/840 220-240V EM 10X1 OSRAM | 5 лет | 50000 | 200000 | 15W, 2400lm, 4000K |  | 160° | 10 шт | 4058075818293 |  |  | 14.4753 | 466.8272 | нет |  | 0%
| ST8AU-1.2M 15W/865 220-240V EM 10X1 OSRAM | 5 лет | 50000 | 200000 | 15W, 2400lm, 6500K |  | 160° | 10 шт | 4058075818316 |  |  | 14.4753 | 466.8272 | нет |  | 0%
| ST8AU-1.5M 22,5W/830 220-240VEM 10X1 OSRAM | 5 лет | 50000 | 200000 | 22,5W, 2750lm, 3000K |  | 160° | 10 шт | 4058075818330 |  |  | 19.8218 | 639.2521 | нет |  | 0%
| ST8AU-1.5M 22,5W/840 220-240VEM 10X1 OSRAM | 5 лет | 50000 | 200000 | 22,5W, 3600lm, 4000K |  | 160° | 10 шт | 4058075818354 |  |  | 19.8218 | 639.2521 | да | 869 | 0%
| ST8AU-1.5M 22,5W/865 220-240VEM 10X1 OSRAM | 5 лет | 50000 | 200000 | 22,5W, 3600lm, 6500K |  | 160° | 10 шт | 4058075818378 |  |  | 19.8218 | 639.2521 | нет |  | 0%
| ST8 AU -1.5M 24W/840 220-240V UN 25X1 OSRAM | 3 года | 50000 | 200000 | 22,5W, 3600lm, 4000K | 58W | 150° | 25 шт | 4052899956551 |  |  | 17.2769 | 557.1809 | да | 4881 | 0% | лимитированная партия
| двухсторонее подключение | [15 empty] | доп скидка более 1 т шт
VALUE HF for ECG operation | ST8V-0.6M 8W/830 220-240V HF FLH1 | 3 года | 30000 | 200000 | 8W, 720lm, 3000K | 18W | 180° | 25 шт | 4052899955899 |  |  | 12.0627 | 389.0227 | нет |  | 0%
| ST8V-0.6M 8W/840 220-240V HF FLH1 | 3 года | 30000 | 200000 | 8W, 800lm, 4000K | 18W | 180° | 25 шт | 4052899955905 |  |  | 12.0627 | 389.0227 | нет |  | 0%
| ST8V-0.6M 8W/865 220-240V HF FLH1 | 3 года | 30000 | 200000 | 8W, 800lm, 6500K | 18W | 180° | 25 шт | 4052899955912 |  |  | 12.0627 | 389.0227 | нет |  | 0%
| ST8V-1.2M 17W/830 220-240V HF FLH1 | 3 года | 30000 | 200000 | 17W, 1530lm, 3000K | 36W | 180° | 25 шт | 4052899955950 |  |  | 16.9267 | 545.8867 | нет |  | 0%
| ST8V-1.2M 17W/840 220-240V HF FLH1 | 3 года | 30000 | 200000 | 17W, 1700lm, 4000K | 36W | 180° | 25 шт | 4052899955967 |  |  | 16.9267 | 545.8867 | нет |  | 0%
| ST8V-1.2M 17W/865 220-240V HF FLH1 | 3 года | 30000 | 200000 | 17W, 1700lm, 6500K | 36W | 180° | 25 шт | 4052899955974 |  |  | 16.9267 | 545.8867 | нет |  | 0%
| ST8V-1.5M 20W/830 220-240V HF FLH1 | 3 года | 30000 | 200000 | 20W, 1800lm, 3000K | 58W | 180° | 25 шт | 4052899956018 |  |  | 19.0669 | 614.9069 | нет |  | 0%
| ST8V-1.5M 20W/840 220-240V HF FLH1 | 3 года | 30000 | 200000 | 20W, 2000lm, 4000K | 58W | 180° | 25 шт | 4052899956025 |  |  | 19.0669 | 614.9069 | нет |  | 0%
| ST8V-1.5M 20W/865 220-240V HF FLH1 | 3 года | 30000 | 200000 | 20W, 2000lm, 6500K | 58W | 180° | 25 шт | 4052899956032 |  |  | 19.0669 | 614.9069 | нет |  | 0%
ADVANCED HF for ECG operation | ST8A-0.6M 8,7W/830 220-240V HF FLH1 | 5 лет | 50000 | 200000 | 8,7W, 990lm, 3000K | 18W | 160° | 10 шт | 4052899956254 |  |  | 16.5376 | 533.3376 | нет |  | 0%
| ST8A-0.6M 8,7W/840 220-240V HF FLH1 | 5 лет | 50000 | 200000 | 8,7W, 1100lm, 4000K | 18W | 160° | 10 шт | 4052899956261 |  |  | 16.5376 | 533.3376 | нет |  | 0%
| ST8A-0.6M 8,7W/865 220-240V HF FLH1 | 5 лет | 50000 | 200000 | 8,7W, 1100lm, 6500K | 18W | 160° | 10 шт | 4052899956278 |  |  | 16.5376 | 533.3376 | нет |  | 0%
| ST8A-1.2M 14,5W/830 220-240V HFFLH1 | 5 лет | 50000 | 200000 | 14,5W, 1900lm, 3000K | 36W | 160° | 10 шт | 4052899956315 |  |  | 19.2614 | 621.1814 | нет |  | 0%
| ST8A-1.2M 14,5W/840 220-240V HFFLH1 | 5 лет | 50000 | 200000 | 14,5W, 2100lm, 4000K | 36W | 160° | 10 шт | 4052899956322 |  |  | 19.2614 | 621.1814 | нет |  | 0%
| ST8A-1.2M 14,5W/865 220-240V HFFLH1 | 5 лет | 50000 | 200000 | 14,5W, 2100lm, 6500K | 36W | 160° | 10 шт | 4052899956339 |  |  | 19.2614 | 621.1814 | нет |  | 0%
| ST8A-1.5M 21W/830 220-240V HF FLH1 | 5 лет | 50000 | 200000 | 21W, 2700lm, 3000K | 58W | 160° | 10 шт | 4052899956377 |  |  | 23.1526 | 746.6726 | нет |  | 0%
| ST8A-1.5M 21W/840 220-240V HF FLH1 | 5 лет | 50000 | 200000 | 21W, 3000lm, 4000K | 58W | 160° | 10 шт | 4052899956384 |  |  | 23.1526 | 746.6726 | нет |  | 0%
| ST8A-1.5M 21W/865 220-240V HF FLH1 | 5 лет | 50000 | 200000 | 21W, 3000lm, 6500K | 58W | 160° | 10 шт | 4052899956391 |  |  | 23.1526 | 746.6726 | нет |  | 0%
| ST8AU-1.2M 15,5W/840 230V HF 10X1 OSRAM | 5 лет | 50000 | 200000 | 15,5W, 2400lm, 4000K | 36W | 160° | 10 шт | 4058075818897 |  |  | 23.8141 | 768.0061 | нет |  | 0%
| ST8AU-1.2M 15,5W/865 230V HF 10X1 OSRAM | 5 лет | 50000 | 200000 | 15,5W, 2400lm, 6500K | 36W | 160° | 10 шт | 4058075818910 |  |  | 23.8141 | 768.0061 | нет |  | 0%
| ST8AU-1.5M 23W/840 230V HF 10X1 OSRAM | 5 лет | 50000 | 200000 | 23W, 3600lm, 4000K | 58W | 160° | 10 шт | 4058075818934 |  |  | 25.9154 | 835.7714 | нет |  | 0%
| ST8AU-1.5M 23W/865 230V HF 10X1 OSRAM | 5 лет | 50000 | 200000 | 23W, 3600lm, 6500K | 58W | 160° | 10 шт | 4058075818958 |  |  | 25.9154 | 835.7714 | нет |  | 0%
| ST8AUO-1.5M 25W/840 220-240VHF 25X1OSRAM | 5 лет | 50000 | 200000 | 25W, 3600lm, 4000K | 58W | 160° | 10 шт | 4058075802902 |  |  | 25.9154 | 835.7714 | нет |  | 0%
| ST8AUO-1.5M 25W/865 220-240VHF 25X1OSRAM | 5 лет | 50000 | 200000 | 25W, 3600lm, 6500K | 58W | 160° | 10 шт | 4058075805354 |  |  | 25.9154 | 835.7714 | нет |  | 0%
SubstiTUBE T5 HE AC | ST5HE28-1.2M 16W/830 230V AC | 5 лет | 50000 | 200000 | 16W, 2200lm, 3000K | 28W | 160° | 10 шт | 4058075060494 |  |  | 20.0397 | 646.2797 | нет |  | 0%
| ST5HE28-1.2M 16W/840 230V AC | 5 лет | 50000 | 200000 | 16W, 2400lm, 4000K | 28W | 160° | 10 шт | 4058075060517 |  |  | 20.0397 | 646.2797 | нет |  | 0%
| ST5HE28-1.2M 16W/865 230V AC | 5 лет | 50000 | 200000 | 16W, 2400lm, 6500K | 28W | 160° | 10 шт | 4058075060531 |  |  | 20.0397 | 646.2797 | нет |  | 0%
| ST5HE35-1.5M 18,5W/830 230VAC | 5 лет | 50000 | 200000 | 18,5W, 2600lm, 3000K | 35W | 160° | 10 шт | 4058075060555 |  |  | 22.1798 | 715.2998 | нет |  | 0%
| ST5HE35-1.5M 18,5W/840 230VAC | 5 лет | 50000 | 200000 | 18,5W, 2800lm, 4000K | 35W | 160° | 10 шт | 4058075060579 |  |  | 22.1798 | 715.2998 | нет |  | 0%
| ST5HE35-1.5M 18,5W/865 230VAC | 5 лет | 50000 | 200000 | 18,5W, 2800lm, 6500K | 35W | 160° | 10 шт | 4058075060593 |  |  | 22.1798 | 715.2998 | нет |  | 0%
SubstiTUBE T5 HO AC | ST5HO49-1.5M 26W/830 230V AC | 5 лет | 50000 | 200000 | 26W, 3700lm, 3000K | 49W | 160° | 10 шт | 4058075060432 |  |  | 22.7635 | 734.1235 | нет |  | 0%
| ST5HO49-1.5M 26W/840 230V AC | 5 лет | 50000 | 200000 | 26W, 3950lm, 4000K | 49W | 160° | 10 шт | 4058075060456 |  |  | 22.7635 | 734.1235 | нет |  | 0%
| ST5HO49-1.5M 26W/865 230V AC | 5 лет | 50000 | 200000 | 26W, 3950lm, 4000K | 49W | 160° | 10 шт | 4058075060470 |  |  | 22.7635 | 734.1235 | нет |  | 0%
| ST5HO54-1.2M 27W/830 230V AC | 5 лет | 50000 | 200000 | 27W, 3800lm, 3000K | 54W | 160° | 10 шт | 4058075060234 |  |  | 24.5146 | 790.5946 | нет |  | 0%
| ST5HO54-1.2M 27W/840 230V AC | 5 лет | 50000 | 200000 | 27W, 4100lm, 4000K | 54W | 160° | 10 шт | 4058075060258 |  |  | 24.5146 | 790.5946 | нет |  | 0%
| ST5HO54-1.2M 27W/865 230V AC | 5 лет | 50000 | 200000 | 27W, 4100lm, 6500K | 54W | 160° | 10 шт | 4058075060272 |  |  | 24.5146 | 790.5946 | нет |  | 0%
SubstiTUBE Advanced | ST8A-0.6M 7,3W/840 220-240V EM 10X1OSRAM | 5 лет | 50000 | 200000 | 7,3W, 1100lm, 4000K |  | 190° | 10 шт | 4058075136410 |  |  | 8.3937 | 270.6979 | нет |  | 0%
| ST8A-0.6M 7,3W/865 220-240V EM 10X1OSRAM | 5 лет | 50000 | 200000 | 7,3W, 1100lm,, 6500K |  | 190° | 10 шт | 4058075136434 |  |  | 8.3937 | 270.6979 | нет |  | 0%
| ST8A-0.9M 11,3W/840 220-240V EM10X1OSRAM | 5 лет | 50000 | 200000 | 11,3W, 1700lm, 4000K |  | 190° | 10 шт | 4058075136458 |  |  | 9.6942 | 312.637 | нет |  | 0%
| ST8A-0.9M 11,3W/865 220-240V EM10X1OSRAM | 5 лет | 50000 | 200000 | 11,3W, 1700lm,, 6500K |  | 190° | 10 шт | 4058075136472 |  |  | 9.6942 | 312.637 | нет |  | 0%
| ST8A-1.2M 14W/840 220-240V EM 10X1 OSRAM | 5 лет | 50000 | 200000 | 14W, 2100lm, 4000K |  | 190° | 10 шт | 4058075136496 |  |  | 10.9946 | 354.5761 | нет |  | 0%
| ST8A-1.2M 14W/865 220-240V EM 10X1 OSRAM | 5 лет | 50000 | 200000 | 14W, 2100lm,, 6500K |  | 190° | 10 шт | 4058075136519 |  |  | 10.9946 | 354.5761 | нет |  | 0%
| ST8A-1.5M 20,6W/840 220-240V EM10X1OSRAM | 5 лет | 50000 | 200000 | 20,6W, 3100lm, 4000K |  | 190° | 10 шт | 4058075136533 |  |  | 14.0684 | 453.7049 | нет |  | 0%
| ST8A-1.5M 20,6W/865 220-240V EM10X1OSRAM | 5 лет | 50000 | 200000 | 20,6W, 3100lm, 6500K |  | 190° | 10 шт | 4058075136557 |  |  | 14.0684 | 453.7049 | нет |  | 0%
| P PAR111 50 24® | 3 года | 45000 | 100000 | 10,8W/927 12V G53 |  |  | 6 шт | 4058075104938 |  |  | 16.343 | 527.063 | нет |  | 0%
| P PAR111 50 24® | 3 года | 45000 | 100000 | 10,8W/930 12V G53 |  |  | 6 шт | 4058075104914 |  |  | 16.343 | 527.063 | нет |  | 0%
PARATHOM PRO AR111 | P PAR111 50 40® | 3 года | 45000 | 100000 | 10,8W/927 12V G53 |  |  | 6 шт | 4058075104990 |  |  | 16.343 | 527.063 | нет |  | 0%
| P PAR111 50 40® | 3 года | 45000 | 100000 | 10,8W/930 12V G53 |  |  | 6 шт | 4058075104976 |  |  | 16.343 | 527.063 | нет |  | 0%
| P PAR111 75 24® | 3 года | 45000 | 100000 | 15W/927 12V G53 |  |  | 6 шт | 4058075105058 |  |  | 18.9112 | 609.8872 | нет |  | 0%
| P PAR111 75 24® | 3 года | 45000 | 100000 | 15W/930 12V G53 |  |  | 6 шт | 4058075105034 |  |  | 18.9112 | 609.8872 | нет | 6 | 0%
| P PAR111 75 24® | 3 года | 45000 | 100000 | 15W/940 12V G53 |  |  | 6 шт | 4058075105010 |  |  | 18.9112 | 609.8872 | да | 30 | 0%
| P PAR111 75 40® | 3 года | 45000 | 100000 | 15W/927 12V G53 |  |  | 6 шт | 4058075105096 |  |  | 18.9112 | 609.8872 | нет |  | 0%
| P PAR111 75 40® | 3 года | 45000 | 100000 | 15W/930 12V G53 |  |  | 6 шт | 4058075105072 |  |  | 18.9112 | 609.8872 | нет | 18 | 0%
| P PAR111 100 24® | 3 года | 45000 | 100000 | 16W/927 12V G53 |  |  | 6 шт | 4058075105119 |  |  | 21.0125 | 677.6525 | нет |  | 0%
LED GX53 | LSGX5340 4,7W/827 230V 100° GX53 | 2 года | 15000 | 100000 | 4,7W/827 230V 410Lm 180cd |  |  | 9 шт | 4058075052864 |  |  | 5.2531 | 169.4131 | нет |  | 0%
| LSGX5340 4,7W/840 230V 100° GX53 | 2 года | 15000 | 100000 | 4,7W/840 230V 410Lm 180cd |  |  | 9 шт | 4058075052888 |  |  | 5.2531 | 169.4131 | нет |  | 0%
| LSGX5360 7W/827 230V GX53 10X1 OSRAM v.o. CE | 2 года | 15000 | 100000 | 7W/827 230V 550Lm 180cd |  |  | 10 шт | 4058075106635 |  |  | 2.3347 | 75.2947 | да | 40 | 0%
| LSGX5360 7W/840 230V GX53 10X1 OSRAM v.o. CE | 2 года | 15000 | 100000 | 7W/840 230V 580Lm 180cd |  |  | 10 шт | 4058075106666 |  |  | 2.3347 | 75.2947 | да | 40 | 0%
LEDINESTRA LED | LEDINESTRA 6W/827 230VADVFRS14S | 3 года | 20.000 | 100000 | 6W/827 230V 250Lm S14s |  |  | 5 шт | 4052899110311 |  |  | 15.0336 | 484.8336 | нет |  | 0%
| LEDINESTRA 6W/827 230VADVFRS14D | 3 года | 20.000 | 100000 | 6W/827 230V 250Lm S14d |  |  | 5 шт | 4052899110335 | DE |  | 15.0336 | 484.8336 | нет |  | 0%
| LEDINESTRA 9W/827 230VADVFRS14S | 3 года | 20.000 | 100000 | 9W/827 230V 450Lm S14s |  |  | 5 шт | 4008321979193 | DE |  | 18.432 | 594.432 | нет |  | 0%
| LEDINESTRA 9W/827 230VADVFRS14D | 3 года | 20.000 | 100000 | 9W/827 230V 450Lm S14d |  |  | 5 шт | 4008321979216 | DE |  | 18.432 | 594.432 | нет |  | 0%
| LEDINESTRA 16,5W/827 230V ADV FR S14S | 3 года | 20.000 | 100000 | 16,5W/827 230V 1055Lm S14s |  |  | 5 шт | 4052899961319 | DE |  | 33.2928 | 1073.6928 | нет |  | 0%
| LEDINESTRA 25 3,5W/827 230V FR S14D 10X1 OSRAM | 2 года | 15000 | 100000 | 3,5W/827 230V 260Lm S14D |  |  | 10 шт | 4058075817753 |  |  | 9.5619 | 308.3715 | нет | 10 | 0%
| LEDINESTRA 25 3,5W/827 230V FR S14S 10X1 OSRAM | 2 года | 15000 | 100000 | 3,5W/827 230V 260Lm S14S |  |  | 10 шт | 4058075817739 |  |  | 9.5619 | 308.3715 | нет | 8 | 0%
| LEDINESTRA 40 6W/827 230VFR S14D 10X1 OSRAM | 2 года | 15000 | 100000 | 6W/827 230V 470Lm S14D |  |  | 10 шт | 4058075817791 |  |  | 12.6847 | 409.0802 | нет |  | 0%
| LEDINESTRA 40 6W/827 230VFR S14S 10X1 OSRAM | 2 года | 15000 | 100000 | 6W/827 230V 470Lm S14S |  |  | 10 шт | 4058075817777 |  |  | 12.6847 | 409.0802 | нет |  | 0%
HQL LED | HQLLED2000 18W/840 220-240VCLE27FS1OSRAM | 2 года | 32000 | 100000 | 18W, 2000lm, 4000K |  |  | 6 шт | 4052899961555 |  |  | 44.1043 | 1422.3643 | нет |  | 0%
| HQLLED3000 23W/840 220-240VE276X1G2OSRAM | 2 года | 50000 | 100000 | 23W, 3000lm, 4000K |  |  | 6 шт | 4058075037045 |  |  | 58.9248 | 1900.3248 | нет | 14 | 0%
| HQLLED3000 27W/840 220-240VCLE27FS1OSRAM | 2 года | 32000 | 100000 | 27W, 3000lm, 4000K |  |  | 6 шт | 4052899961579 |  |  | 75.5904 | 2437.7904 | нет |  | 0%
| HQLLED4000 36W/840 220-240VCLE27FS1OSRAM | 2 года | 32000 | 100000 | 36W, 4000lm, 4000K |  |  | 6 шт | 4052899961586 |  |  | 88.2086 | 2844.7286 | нет |  | 0%
| HQLLED6000 54W/840 220-240VCLE27FS1OSRAM | 2 года | 32000 | 100000 | 54W, 6000lm, 4000K |  |  | 6 шт | 4052899961593 |  |  | 115.4688 | 3723.8688 | нет |  | 0%
DULUX LED | DULUX D LED 10W/830 230V EM G24D-3 OSRAM | 3 года | 30000 | 100000 | 10W, 920lm, 3000K угол 120° |  |  | 10 шт | 4058075024977 |  |  | 7.8395 | 252.8242 | нет |  | 0%
| DULUX D LED 10W/840 230V EM G24D-3 OSRAM | 3 года | 30000 | 100000 | 10W, 1000lm, 4000K угол 120° |  |  | 10 шт | 4058075024991 |  |  | 5.973 | 192.6279 | да | 200 | 0%
| DULUX D LED 10W/865 230V EM G24D-3 OSRAM | 3 года | 30000 | 100000 | 10W, 1000lm, 6500K угол 120° |  |  | 10 шт | 4058075025011 |  |  | 7.8395 | 252.8242 | нет |  | 0%
| DULUX D LED 7W/830 230V EM G24D-2 OSRAM | 3 года | 30000 | 100000 | 7W, 640lm, 3000K угол 120° |  |  | 10 шт | 4058075024915 |  |  | 6.3463 | 204.6672 | нет |  | 0%
| DULUX D LED 7W/840 230V EM G24D-2 OSRAM | 3 года | 30000 | 100000 | 7W, 700lm, 4000K угол 120° |  |  | 10 шт | 4058075024939 |  |  | 5.3197 | 171.5592 | да | 110 | 0%
| DULUX D LED 7W/865 230V EM G24D-2 OSRAM | 3 года | 30000 | 100000 | 7W, 700lm, 6500K угол 120° |  |  | 10 шт | 4058075024953 |  |  | 6.3463 | 204.6672 | нет |  | 0%
LED LINE | LEDPLINE 60 6,5W/827 230V R7S 20X1 OSRAM | 2 года | 15000 | 100000 | 6,5W, 806lm, 2700K Диммирования нет | 118 |  | 20 шт | 4052899961265 |  |  | 5.4067 | 174.3667 | нет |  | 0%
| LEDPLI 78 60 7W/827 230V R7S 20X1 OSRAM | 2 года | 15000 | 100000 | 7W, 806lm, 2700K Диммирования нет | 78 |  | 20 шт | 4058075812192 |  |  | 6.8813 | 221.9213 | нет |  | 0%
| LEDPLI 78 75 8W/827 230V R7S 20X1 OSRAM | 2 года | 15000 | 100000 | 8W, 1055lm, 2700K Диммирования нет | 78 |  | 20 шт | 4058075812178 |  |  | 8.5402 | 275.4202 | нет |  | 0%
| LEDPLI 118 100 12,5W/827 230V R7S 20X1OSRAM | 2 года | 15000 | 100000 | 12,5W, 1521lm, 2700K Диммирования нет | 118 |  | 20 шт | 4058075812116 |  |  | 10.3219 | 332.8819 | нет |  | 0%
| LEDPLI 118 125 15W/827 230V R7S 20X1 OSRAM | 2 года | 15000 | 100000 | 15W, 2000lm, 2700K Диммирования нет | 118 |  | 20 шт | 4058075812130 |  |  | 13.7011 | 441.8611 | нет |  | 0%
| LEDPLI 78 75D 8W/827 230V R7S 20X1 OSRAM | 2 года | 25000 | 100000 | 8W, 1055lm, 2700K Диммирования да | 78 |  | 20 шт | 4058075811874 |  |  | 9.8918 | 319.0118 | нет |  | 0%
| LEDPL 118 125D 15W/827 230V R7S 20X1 OSRAM | 2 года | 25000 | 100000 | 15W, 2000lm, 2700K Диммирования да | 118 |  | 20 шт | 4058075811850 |  |  | 16.4659 | 531.0259 | нет |  | 0%
HQLED | HQLEDHB13000 95W/840 230V E40 OSRAM | 2 года | 50000 | 100000 | 95W, 13 000lm, 4000K |  |  | 4 шт | 4058075135864 |  |  | 110.707 | 3570.3007 | нет |  | 0% | подключение согласно инструкции
| HQLEDHB20000 140W/840 230V E40 OSRAM | 3 года | 50000 | 100000 | 140W, 20 000lm, 4000K |  |  | 4 шт | 4058075135888 |  |  | 117.85 | 3800.6625 | нет |  | 0% | подключение согласно инструкции